## List of Assets
City of Coquitlam RFP 24-104 HVAC Systems Maintenance & Repair Services Appendix A - HVAC Equipment Inventory, Address, Belt & Filter List
24-104 REVISED - Appendix A – Appendix A – HVAC Equipment Inventory, Address, Belt & Filter List REVISION No. 1
Uniformat | Asset Number | Asset Description | Asset Tag | Model | Serial Number | Installation Year | Notes
BD0301.D3000 | BD0301.D3000 | AUSTIN FIRE STATION - HEATING, VENTILATING AND AIR CONDITIONING
BD0301.D3020 | 72856 | Furnace, FURN-4, main floor furnace room, services workshop, Austin Fire Station | FURN-4, | TM9T080B12MP11B | W1M4326197 | 2015-06-01 | YORK | 50 000 BTU
BD0301.D3020 | 72857 | Furnace, FURN-5, main floor furnace room, serves hose tower, Austin Fire Station | FURN-5 | DJX20 / R | S63056 | 2015-06-01 | ENGINEERED AIR | 136 000 BTU
BD0301.D3020 | 95933 | FURN-1 - Furnace - Serves Basement, Austin Fire Station | FURN-1 | DJX20 / R |  | 2013-01-01 | ENGINEERED AIR | 136 000 BTU
BD0301.D3020 | 95934 | FURN-2 - Furnace - Serves Main Floor, Austin Fire Station | FURN-2 | DJX20 / R |  | 2015-01-01 | ENGINEERED AIR | 136 000 BTU
BD0301.D3020 | 95935 | FURN-3 - Furnace - Serves 2nd Floor, Austin Fire Station | FURN-3 | DJX20 / R |  | 2015-01-01 | ENGINEERED AIR | 136 000 BTU
BD0301.D3040 | 56352 | Electric Fan Heater, EH-1, Breathing Apparatus Maintenance Room, Austin Fire Station | EH-1 |  |  | 1989-07-01
BD0301.D3040 | 56354 | Exhaust Fan - EF-6 - Washroom Roof Fan, Austin Fire Station | EF-6 | PRN110 | WMB908003 | 1989-07-01 | Broan
BD0301.D3040 | 56355 | Exhaust Fan, EF-7, Washroom Basement, Austin Fire Station | EF-7 | Allure |  | 1989-07-01 | Broan
BD0301.D3040 | 96024 | Exhaust Fan, EF-8, Kitchen, Austin Fire Station | EF-8 | Allure |  | 2016-01-01
BD0301.D3040 | 45791 | Exhaust Fan, EF-1, Roof, Truck Bay, Austin Fire Station | EF-1 | PRN12GE | WMB908001 | 1989-06-01 | Centrimaster
BD0301.D3040 | 45792 | Exhaust Fan, EF-2, Roof, Truck Bay, Austin Fire Station | EF-2 | PRN12GE | WMB908001 | 1989-06-01 | Centrimaster
BD0301.D3040 | 45793 | Exhaust Fan, EF-3, Roof, Washroom, Austin Fire Station | EF-3 | PRN110 | WMB908003 | 1989-06-01 | Centrimaster
BD0301.D3040 | 45794 | Exhaust Fan, EF-4, Roof, Washroom, Austin Fire Station | EF-4 | PRN110 | WMB908004 | 1989-06-01 | Centrimaster
BD0301.D3040 | 56350 | Exhaust Fan, EF-5, Breathing Apparatus Maintenance Room, Austin Fire Station | EF-5 | L200 |  | 1989-07-01 | Broan
BD0301.D3050 | 93076 | Fan Coil, FC-4A, Dorm Rooms, Dorm Room Wall, Austin Fire Station | FC-4A | ASU24RLF | KTA069612 | 2019-07-23 | Fujitsu
BD0301.D3050 | 93077 | Fan Coil, FC-4B, Dorm Rooms, Dorm Room Wall, Austin Fire Station | FC-4B | ASU24RLF | KTAO71148 | 2019-07-23 | Fujitsu
BD0301.D3050 | 65337 | Heat Pump, HPS-1, Basement Mechanical Room, Austin Fire Station | HPS-1 | YZF04813CA | W1C3600704 | 2014-02-07 | 4 ton York heat pump
BD0301.D3050 | 65338 | Heat Pump, HPS-2, Roof, Austin Fire Station | HPS-2 | YZF04214CAC | W1B3482826 | 2014-02-07 | 3.5 ton York heat pump | Serves Main Floor
BD0301.D3050 | 65339 | Heat Pump, HPS-3, Basement Mechanical Room, Austin Fire Station | HPS-3 | YXF03013CA | W1D3617218 | 2014-02-07 | 3 ton York heat pump | Service for 2nd Floor
BD0301.D3050 | 93075 | Condensing Unit, CU-4, Dorm Rooms, Roof, Austin Fire Station | CU-4 | AOU45RLXFZ | LYN 01909 | 2019-07-23 | Fujitsu
BD0302.D3000 | BD0302.D3000 | BURKE MOUNTAIN FIRE STATION - HEATING, VENTILATING AND AIR CONDITIONING
BD0302.D3030 | 70866 | Variable Refrigerant Flow, HP-1, Roof, all FCU 1 to 10, Burke Mountain Fire Station | HP-1 | Pury-96TKMU-A | 2ZW00500 | 2015-03-28 | Mitsubishi
BD0302.D3030 | 70867 | Variable Refrigerant Flow, HP-2, Roof, all FCU 1 to 10, Burke Mountain Fire Station | HP-2 | Pury-96TKMU-A | 3XW01041 | 2015-03-28 | Mitsubishi
BD0302.D3040 | 70872 | Exhaust Fan, EF-8, Roof, Kitchen, Burke Mountain Fire Station | EF-8 | D13 |  | 2015-03-28 | Penbarry | Belt 411340
BD0302.D3040 | 70873 | Exhaust Fan, EF-1, Roof, Vehicle Ex, Burke Mountain Fire Station | EF-1 | FQ406N4ARD0 |  | 2015-03-28 | Neederman
BD0302.D3040 | 70875 | Exhaust Fan, EF-3, Janitor Room, Janitor Room, Burke Mountain Fire Station | EF-3 | SE80Q |  | 2015-03-28 | Sterling
BD0302.D3040 | 70876 | Exhaust Fan, EF-4, Gear Storage, Gear Storage, Burke Mountain Fire Station | EF-4 | Z101S |  | 2015-03-28 | Penbarry
BD0302.D3040 | 70874 | Exhaust Fan, EF-2, Roof, Vehicle Ex, Burke Mountain Fire Station | EF-2 | FQ406N4ARD0 |  | 2015-03-28 | Neederman
BD0302.D3040 | 70966 | Exhaust Fan, EF-6, Janitor Room, Electrical Room, Burke Mountain Fire Station | EF-6 | Z102STDA |  | 2015-03-28 | Penbarry
BD0302.D3040 | 70965 | Exhaust Fan, EF-5, Hose Tower, Hose Tower, Burke Mountain Fire Station | EF-5 | Z121STDA |  | 2015-03-28 | Penbarry
BD0302.D3040 | 70967 | Exhaust Fan, EF-7, Water Entry, Water Entry, Burke Mountain Fire Station | EF-7 | SE80Q |  | 2015-03-28 | Sterling
BD0302.D3040 | 70969 | Shop Vent, SF-1, Shop 106, Shop, Burke Mountain Fire Station | SF-1 | Z102STDA |  | 2015-03-28 | Penbarry
BD0302.D3040 | 70970 | TB Clgn Fan, CF-1, Truck Bay, Truck Bay, Burke Mountain Fire Station | CF-1 | Powerfil X2.0 |  | 2015-03-28 | Big Ass Fans
BD0302.D3040 | 70971 | TB Clgn Fan, CF-2, Truck Bay, Truck Bay, Burke Mountain Fire Station | CF-2 | Powerfil X2.0 |  | 2015-03-28 | Big Ass Fans
BD0302.D3040 | 70972 | TB Clgn Fan, CF-3, Truck Bay, Truck Bay, Burke Mountain Fire Station | CF-3 | Powerfil X2.0 |  | 2015-03-28 | Big Ass Fans
BD0302.D3040 | 70973 | TB Clgn Fan, CF-4, Truck Bay, Truck Bay, Burke Mountain Fire Station | CF-4 | Powerfil X2.0 |  | 2015-03-28 | Big Ass Fans
BD0302.D3040 | 70974 | Force Flow (Electric), FF-1 , Main Floor Lobby, Main Floor, Burke Mountain Fire Station | FF-1 | OVS1502 |  | 2015-03-28 | Oullet
BD0302.D3050 | 70856 | FCU (Heat & Cool), FCU-1, Washroom, Community Room, Burke Mountain Fire Station | FCU-1 | PEFY-P36NMAU-E2 |  | 2015-03-28 | Mitsubishi | Filters - 9X54X2 PL
BD0302.D3050 | 70857 | FCU (Heat & Cool), FCU-3, M/F Washoom, Training 200, Burke Mountain Fire Station | FCU-3 | PEFY-P36NMAU-E2 |  | 2015-03-28 | Mitsubishi | Filters - 9X54X2 PL
BD0302.D3050 | 70858 | FCU (Heat & Cool), FCU-4, Fitness Room, Fitness Room, Burke Mountain Fire Station | FCU-4 | PEFY-P30NMAU-E2 |  | 2015-03-28 | Mitsubishi | Filters - 9X44X2 PL
BD0302.D3050 | 70859 | FCU (Heat & Cool), FCU-5, M/F Washoom, Dorm, Burke Mountain Fire Station | FCU-5 | PEFY-P30NMAU-E2 |  | 2015-03-28 | Mitsubishi | Filters - 9X42X2 PL
BD0302.D3050 | 70860 | FCU (Heat & Cool), FCU-6, Large Washroom, Dorm, Burke Mountain Fire Station | FCU-6 | PEFY-P24NMAU-E2 |  | 2015-03-28 | Mitsubishi | Filters - No Access to Filter
BD0302.D3050 | 70861 | FCU (Heat & Cool), FCU-7, Multi Purp Room, Multi Purp Room, Burke Mountain Fire Station | FCU-7 | PVFY-P48E00B |  | 2015-03-28 | Mitsubishi | Filters - 24X24X2 PL
BD0302.D3050 | 70862 | FCU (Heat & Cool), FCU-8, Kitchen Cupboard, Kitchen, Burke Mountain Fire Station | FCU-8 | PEFY-P36NMAU-E2 |  | 2015-03-28 | Mitsubishi | Filters - 9X54X2 PL
BD0302.D3050 | 70863 | FCU (Heat & Cool), FCU-9, Mech Room, Comms room 213, Burke Mountain Fire Station | FCU-9 | PEFY-P12NMAU-E2 |  | 2015-03-28 | Mitsubishi | Filters - 10X20X2 PL
BD0302.D3050 | 70864 | FCU (Heat & Cool), FCU-10, Gear Store Room, Gear Store Room, Burke Mountain Fire Station | FCU-10 | PEFY-P12NMAU-E2 |  | 2015-03-28 | Mitsubishi | Filters - 9X26X2 PL
BD0302.D3050 | 70865 | FCU (Heat Only), FCU-11, Mech Room, Kitchen, Burke Mountain Fire Station | FCU-11 | HH-R010W2R021R000 |  | 2015-03-28 | Williams | Filters - 17X28X2 PL
BD0302.D3050 | 70870 | Heat Recovery (Air to Air), HRV-1, West Mech Room, Fan Coils West, Burke Mountain Fire Station | HRV-1 | E1100-F1 |  | 2015-03-28 | Aldes | Filters - 12X16 washable
BD0302.D3050 | 70871 | Heat Recovery (Air to Air), HRV-2, East Mech Room, Fan Coils East, Burke Mountain Fire Station | HRV-2 | E1100-F1 |  | 2015-03-28 | Aldes | Filters - 12X16 washable
BD0302.D3050 | 70976 | Unit Heater, UH-1, Mech Room, Mech Room, Burke Mountain Fire Station | UH-1 | H-18 |  | 2015-03-28 | Rosemex
BD0302.D3060 | 95761 | FCU (Heat & Cool) - FCU-2 - Amateur Radio Room, Burke Mountain Fire Station | FCU-2 | PEFY-P36NMAU-E2 |  |  | Mitsubishi | Filters - 9X54X2 PL
BD0318.D3000 | BD0318.D3000 | POIRIER LIBRARY - HEATING, VENTILATING AND AIR CONDITIONING
BD0318.D3020 | 52347 | Heat Pump, HP-2, Children Non fiction, Ceiling Plenum | HP-2 | ECO723HZC | RJ126911 | 2010-07-01 | Florida Heat Pump | Filter 20x30x1 2 Each
BD0318.D3020 | 52348 | Heat Pump, HP-3, Northeast Offices, Staff 126 Ceiling Plenum | HP-3 | EC0603hzc | RJ127466 | 2010-07-01 | Florida Heat Pump | Filter 18x20x1
BD0318.D3020 | 52349 | Heat Pump, HP-4, Northwest Study Area and Offices, Study Area Ceiling Plenum | HP-4 | EC0483hzc | 0 | 2010-07-01 | Florida Heat Pump | Filter 18x20x1
BD0318.D3020 | 52350 | Heat Pump, HP-5, Stacks, Area 137 Ceiling Plenum | HP-5 | EC0723hzc | RJ126928 | 2010-07-01 | Florida Heat Pump | Filter 30x20x1
BD0318.D3020 | 52351 | Heat Pump, HP-6, Rooms 311, 312 and 314, Women WR Ceiling Plenum | HP-6 | EC0963hzc | RJ127054 | 2010-07-01 | Florida Heat Pump | 2 Each 20x30x1
BD0318.D3020 | 52352 | Heat Pump, HP-7, Northwest Corridor, Staff 311 Ceiling Plenum | HP-7 | EC0603hzc | RJ127415 | 2010-07-01 | Florida Heat Pump | 18x20x1
BD0318.D3020 | 52353 | Heat Pump, HP-8, Kiosk, Kiosk Ceiling Plenum | HP-8 | EC0603hzc | RJ127436 | 2010-07-01 | Florida Heat Pump | Filter 18x20x1
BD0318.D3020 | 52354 | Heat Pump, HP-9, Southeast Corridor, Circulation Ceiling Plenum | HP-9 | EC0603hzc-frs | RJ127435 | 2010-07-01 | Florida Heat Pump | Filter 18x20x1
BD0318.D3020 | 52355 | Heat Pump, HP-10, Circulation and Offices, South Entrance Ceiling Plenum | HP-10 | EC0603hzc | RJ127433 | 2010-07-01 | Florida Heat Pump | Filter 18x20x1
BD0318.D3020 | 52356 | Heat Pump, HP-11, Ceiling Space, The Lounge Ceiling Plenum | HP-11 | EC0603hzc | RJ127467 | 2010-07-01 | Florida Heat Pump | Filter 18x20x1
BD0318.D3020 | 52357 | Heat Pump, HP-12, Children’s Books, Storage 152 Ceiling Plenum | HP-12 | EC0603hzc | RJ127416 | 2010-07-01 | Florida Heat Pump | Filter 18x20x1
BD0318.D3020 | 52358 | Heat Pump, HP-13, Heat Reclaim WR Exhaust, Men WR Ceiling Plenum | HP-13 | EC0703hzc | RJ128594 | 2010-07-01 | Florida Heat Pump | Filter 20x24x1 2 Each
BD0318.D3020 | 52359 | Heat Pump, HP-14, Server Room, Maintenance Services 300 Ceiling Plenum | HP-14 | EC0118-HZC-FLS | 3540-308-000001-T111M2389 | 2010-07-01 | Florida Heat Pump | Filter 10x16x1
BD0318.D3020 | 52360 | Heat Pump, HP-15, Computer Labs and Study Rooms, Innovation and Technology 112 Ceiling Plenum | HP-15 | EC0483hzc | RJ127382 | 2010-07-01 | Florida Heat Pump | Filter 18x20x1
BD0318.D3020 | 52361 | Heat Pump, HP-16, East Offices, Storage 114 Ceiling Plenum | HP-16 | EC0483hzc | RJ127381 | 2010-07-01 | Florida Heat Pump | Filter 18x20x1
BD0318.D3020 | 45883 | Electric Duct Heater, DH-1, The Lounge Ceiling Plenum | EDH-1 | 207- sc |  | 2010-07-01
BD0318.D3020 | 45884 | Electric Duct Heater, DH-2, Office 150 Ceiling Plenum | EDH-2 | 207- sc |  | 2010-07-01
BD0318.D3020 | 45885 | Electric Duct Heater, DH-3, DF-2, Ceiling Plenum | EDH-3 | 207- rfc |  | 2010-07-01
BD0318.D3020 | 45886 | Electric duct heater, EDH-4, Meeting 141 | EDH-4 | 207- sc |  | 2010-07-01
BD0318.D3020 | 66002 | Heat Pump, HP-17, Server Room, DDC 301 Ceiling Plenum | HP-17 | EC018-1HZC-FLS | 3540-308-000001-T111M23891 | 2014-02-01 | Florida Heat Pump
BD0318.D3020 | 93251 | Heat Pump, HP-1, The Lounge 110, Ceiling Plenum | HP-1 | EC04838C-FIE | RJ127345 | 2018-04-25 | Florida Heat Pump | Filter 18x20x1
BD0318.D3040 | 56358 | Supply Fan, SF-2, North Side Through Access Hatch | FS-2 | SA55NXTD-4491 | 840CV | 2010-07-01 | Emerson
BD0318.D3040 | 56359 | Supply Fan, SF-1, North Side Through Access Hatch, Ventilation Air | FS-1 | 207 |  | 2010-07-01 | Delhi
BD0322.D3000 | BD0322.D3000 | VICTORIA HALL - HEATING, VENTILATING AND AIR CONDITIONING
BD0322.D3000 | 52002 | Furnace, FURN-1, Mechanical Room 108 | FURN-1 | AC-150 | M4-185 | 2007-07-01 | Aerco
BD0322.D3000 | 52006 | Exhaust Fan, EF-2, Upper Level Bathroom | EF-2 | VCDD020C |  | 2007-07-01 | Carnes
|  | Heat Pump, HP-1, AC-1 Mezzanine and CU-1 Outside | HP-1
|  | Air Conditioner, HP-1-AC-1, Mezzanine | AC-1 | TIDH096B21S | C1N90134
BD0322.D3000 | 96200 | Condensing Unit, HP-1-CU-1, Condenser Unit, Outside Upper Auditorium | CU-1 | TVAHP096B32S | J1H90003 | 2020-04-08 | YORK
BD0322.D3000 | 52005 | Exhaust Fan, EF-1, Upper Level Custodial Room | EF-1 | VCDK008C |  | 2007-07-01 | Carnes
BD0322.D3040 | 56360 | Duct Heater, DH-1, Attic | DH-1 | SC-CTPB | 178164-001 | 2007-07-01 | Thermolec
BD0322.D3040 | 56361 | Duct Heater, DH-2, Attic | DH-2 | SC-CTPB | 178164-001 | 2007-07-01 | Thermolec
BD0322.D3040 | 56362 | Exhaust Fan, EF-3, Lower Universal Bathroom | EF-3 | F684N | 01H16M | 2007-07-01 | Carnes
BD0322.D3040 | 56363 | Exhaust Fan, EF-4, Women's Bathroom | EF-4 | F684N | 01H16M | 2007-07-01 | Broan
BD0322.D3040 | 56364 | Exhaust Fan, EF-5, Men's Bathroom | EF-5 | F684N | 01H16M | 2007-07-01 | Broan
BD0323.D3000 | BD0323.D3000 | DOGWOOD PAVILION - HEATING, VENTILATING AND AIR CONDITIONING
|  | Air Conditioner, AC-1, Computer Room E032, Dogwood Pavilion | AC-1 | Climette CA1216FR-A | CV031602073X
BD0323.D3030 | 93254 | Condensing Unit, CU-1, Wood Shop, Roof, Dogwood Pavilion | CU-1 | TCD60B31SA | W1A9507871 | 2019-04-02 |  |  | York
BD0323.D3040 | 77656 | Roof Top Unit, RTU-3, Craft Room, Roof, Dogwood Pavilion | RTU-3 | ZXG04E2B1AA1A111A2 | N1G5838069 | 2016-09-01 |  | Charcoal filter 2 - 16x 25 x 2 | York
BD0323.D3040 | 114798 | Air Cleaner, ACL-3, Wood Working Room 121, Dogwood Pavilion | ACL-3 | 50-875 | 2008 07 0I2231 |  |  |  | Delta
BD0323.D3040 | 114799 | Air Cleaner, ACL-4, Wood Working Room 121, Dogwood Pavilion | ACL-4 | 50-875 | 2008 07 0I2219 |  |  |  | Delta
BD0323.D3040 | 114796 | Air Cleaner, ACL-1, Wood Working Room 121, Dogwood Pavilion | ACL-1 | CAT.No. 50-868C | 02H61771 |  |  |  | Delta
BD0323.D3040 | 114797 | Air Cleaner, ACL-2, Wood Working Room 121, Dogwood Pavilion | ACL-2 | 50-875 | 2008 07 0I2180 |  |  |  | Delta
BD0323.D3040 | 45615 | Roof Top Unit, RTU-1, Woodworking Rm, Roof, Dogwood Pavilion | RTU-1 | DJE 20/0 | S42807 RTU-1 | 2013-09-30 |  |  | Engineered Air
BD0323.D3040 | 45620 | Roof Top Unit, RTU-6, Kitchen, Roof, Dogwood Pavilion | RTU-6 | HE 40/0 | S42807 RTU-6 | 2013-09-30 |  | Charcoal filter 4 - 16x 16 x 2 | Engineered Air
BD0323.D3040 | 45621 | Exhaust Fan, EF-1, Craft Room, Dogwood Pavilion | EF-1 | GB-081-4X-QD-R3 | 110244150709 | 2013-09-30 |  |  | Greenheck
BD0323.D3040 | 45622 | Exhaust Fan, EF-2, Washrooms, Dogwood Pavilion | EF-2 | GB-081-4X-QD-R3 | 109587150707 | 2013-09-30 |  |  | Greenheck
BD0323.D3040 | 45623 | Exhaust Fan, EF-3, Kitchen Exhaust Hoods, Roof, Dogwood Pavilion | EF-3 | Cube-2X0HP-LMDG-QD | 108881700705 | 2013-09-30 |  |  | Greenheck
BD0323.D3040 | 45624 | Exhaust Fan, EF-4, Ceiling Space, Lapidary Room, Dogwood Pavilion | EF-4 | CSP-A390 |  | 2011-09-30 |  |  | Greenheck
BD0323.D3040 | 45625 | Exhaust Fan, EF-5, Ceiling Space, Washrooms, Dogwood Pavilion | EF-5 | SP-A-125 |  | 2011-09-30 |  |  | Greenheck
BD0323.D3040 | 56370 | Exhaust Fan, EF-6, Tea Garden, South east roof, Dogwood Pavilion | EF-6 | Domex | AQ-24 | 2013-09-30 |  |  | Penn Ventilator Canada
BD0323.D3040 | 56371 | Exhaust Fan, EF-7, Electrical Room, South west roof, Dogwood Pavilion | EF-7 | Domex | AQ-24 | 2013-09-30 |  |  | Penn Ventilator Canada
BD0323.D3040 | 56372 | Exhaust Fan, EF-8, Reception, Roof, Dogwood Pavilion | EF-8 | Domex | AQ-10 | 2013-09-30 |  |  | Penn Ventilator Canada
BD0323.D3040 | 94297 | Roof Top Unit, RTU-5, Lounge Extension, Roof, Dogwood Pavilion | RTU-5 | ZYG06D2C1AA1A111A3 | N1M9432526 | 2020-03-24 |  |  | York
BD0323.D3040 | 94286 | Roof Top Unit, RTU-2, North View Room, Roof, Dog | RTU-2 | ZYG06D2C1AA1A111A3 | N1M9432525 | 2020-03-24 | York | Charcoal filter 4 - 16x 16 x 2 | York
BD0323.D3040 | 94296 | Roof Top Unit, RTU-4, Cafeteria, Roof, Dogwood Pavilion | RTU-4 | ZYG07E2C1AA1A111A2 | N1M9432527 | 2020-03-24 |  | Charcoal filter 4 - 16x 20 x 2 | York
BD0323.D3040 | 114802 | Door Air Curtain, DAC-3, East Entrance, Dogwood Pavilion | DAC-3 | HX 1500 230/1/60 |  |  |  |  | Thermoscreen Unheated Free Hanging Air Curtain
BD0323.D3040 | 114800 | Door Air Curtain, DAC-1, South Entrance, Main Vestibule, Dogwood Pavilion | DAC-1 | HX 1200 230/1/60 |  |  |  |  | Thermoscreen Unheated Free Hanging Air Curtain
BD0323.D3040 | 114801 | Door Air Curtain, DAC-2, North Entrance, Dogwood Pavilion | DAC-2 | HX1200 230/1/60 |  |  |  |  | Thermoscreen Unheated Free Hanging Air Curtain
BD0323.D3050 | 65320 | Heat Pump, HPS-2, Lounge, Roof, Dogwood Pavilion | HPS-2 | DPS007AHHG2PW | FBOU130500066 | 2014-01-15 |  | Charcoal filter 6-17 1/2 x 23 1/4 x 2 | Daikin McQuay Packaged System
BD0323.D3050 | 65319 | Heat Pump, HPS-1, Reception, Roof, Dogwood Pavilion | HPS-1 | DPS012AHHG2PW | FBOU130500058 | 2014-01-15 |  | Charcoal filter 6-17 1/2 x 23 1/4 x 2 | Daikin McQuay Packaged System
BD0323.D3050 | 65324 | Heat Pump, HPS-7, South Mike Butler Room, Roof, Dogwood Pavilion | HPS-7 | 48EZ-A6013050 | 1513C39434 | 2014-01-15 |  | Charcoal filter 1-24 x 36 x 1 | Carrier Corporation
BD0323.D3050 | 65332 | Heat Pump, HPS-9, North Mike Butler Room, Roof, Dogwood Pavilion | HPS-9 | 48EZ-A6013050 | 1513C39437 | 2014-01-15 |  | Charcoal filter 1-24 x 36 x 1 | Carrier Corporation
BD0323.D3050 | 65336 | Heat Pump, HPS-10, Cards Room, Roof, Dogwood Pavilion | HPS-10 | 48EZ-A2404030 | 1513C00998 | 2014-01-15 |  | Charcoal filter 1-20 x 24 x 1 | Carrier Corporation
BD0323.D3050 | 65321 | Heat Pump, HPS-3, Dogwood Room, Roof, Dogwood Pavilion | HPS-3 | 48EZ-A3606050 | 2513C10774 | 2014-01-15 |  | Charcoal filter 1-10 x 20 x 1 | Carrier Corporation
BD0323.D3050 | 65328 | Heat Pump, HPS-8, Office E016, Lapidary, Corridor N117, Roof, Dogwood Pavilion | HPS-8 | 48EZ-A6013050 | 1513C39435 | 2014-01-15 |  | Charcoal filter 1-24 x 36 x 1 | Carrier Corporation
BD0323.D3050 | 93252 | Heat Pump, HPS-6, Coordinator's Office, Vestibule, Games Room, Roof, Dogwood Pavilion | HPS-6 | 48VT-C6013050 | 2418C48038 | 2018-10-10 |  | Charcoal filter 1-24 x 36 x 1 | Carrier Corporation
BD0327.D3000 | BD0327.D3000 | TOWN CENTER FIRE STATION - HEATING, VENTILATING AND AIR CONDITIONING
BD0327.D3020 | 72855 | Furnace, FURN-6, hose tower, TC Fire Station | FURN-6 | MTI-HMD 11-150 | 38457B1506 | 2015-06-01 | ICE | 120 000 BTU | Filter = 1@ 20X25X2
BD0327.D3020 | 45739 | Furnace, FURN-7, Mechanical Room - serves Training Room, TC Fire Station | FURN-7 | AUH2C100A9V4V | 10323H7D7G | 2003-06-01 | note: newer furnace estimated install 2003 but has old maximo id# | American Standard
BD0327.D3040 | 56373 | Exhaust Fan, EF-3, Washroom, TC Fire Station | EF-3 |  |  | 2958352 | Greenheck
BD0327.D3040 | 56374 | Exhaust Fan, EF-4, FireTruck bay, TC Fire Station | EF-4 | HBDI-130 | 304984 | 2958352 | Cincinatti
BD0327.D3040 | 45731 | Exhaust fan, EF-1, roof - serves west side of truck bay, TC Fire Station | EF-1 | C-B185XQD | 86101790 | 1987-06-01 | Greeneck
BD0327.D3040 | 45732 | Exhaust fan, EF-2, roof - serves east side of truck bay, TC Fire Station | EF-2 | C-B185XQD | 86101794 | 1987-06-01 | Greeneck
BD0329.D3000 | BD0329.D3000 | MARINER FIRE STATION - HEATING, VENTILATING AND AIR CONDITIONING
BD0329.D3020 | 77660 | Furnace, FURN-3, serves South Wing Offices, located in Second Floor Mechanical, Mariner Fire Station | FURN-3 | JHTD60HBCS2N1A | W2C4227704 | 2024-01-01 |  | Works with CU-3
BD0329.D3020 | 116232 | Unit Heater, UH-1, N. Truck Bay, Mariner Fire Station | UH-1 | PTC110AS0111FBAC | 43010017093524-7547 | 2024-10-27 | Storage Bay |  | Modine
BD0329.D3020 | 72858 | Furnace, FURN-4, main floor furnace room, serves basement, Mariner Fire Station | FURN-4 | TM9T080B12MP11B | W1B5524347 | 2015-06-01 | YORK | 50 000 BTU
BD0329.D3020 | 72859 | Furnace, FURN-6, main floor furnace room, serves hose tower, Mariner Fire Station | FURN-6 | MTI-HMD 11-150 | 38457A1506 | 2015-06-01 | ICE | 120 000 BTU | Filter = 1@ 20X25X2
BD0329.D3020 | 116235 | Unit Heater, UH-2, North Truck Bay, North Truck Bay, Mariner Fire Station | UH-2 | PTC110AS0111FBAC | 43010017093524-7546 | 2024-10-27 | Storage Bay |  | Bodine
BD0329.D3020 | 45760 | Furnace, FURN-5, Mechanical Room 2, Auxiliary/Storage,Mariner Fire Station | FURN-5 | HMS2-75 | CD02159 | 1991-06-01 | Airco
BD0329.D3020 | 77658 | Furnace, FURN-1, serves South Wing Dorms, located in Second Floor Mechanical, Mariner Fire Station | FURN-1 | JHTD60HBCS2N1A | W2C4200105 | 2024-01-01 |  | Works with CU-1
BD0329.D3020 | 77659 | Furnace, FURN-2, serves South Wing Lounge, located in Second Floor Mechanical, Mariner Fire Station | FURN-2 | JHTD60HBCS2N1A | W2A4100759 | 2024-01-01 |  | Works with CU-2
BD0329.D3030 | 45770 | Condensing Unit, CU-1, Roof, South Wing Dorms, Mariner Fire Station | CU-1 | TH4B6022SB | W2C2165746 | 2024-06-01 | York
BD0329.D3030 | 45771 | Condensing Unit, CU-2, Roof, South Wing Lounge, Mariner Fire Station | CU-2 | TH4B6022SB | W2M1676052 | 2024-06-02 | York
BD0329.D3030 | 45772 | Condensing Unit, CU-3, Roof, South Wing Offices, Mariner Fire Station | CU-3 | TH4B6022SB | W2B1735210 | 2024-06-03 | York
BD0329.D3040 | 56380 | Exhaust Fan, EF-5, Truck Bay, Mariner Fire Station | EF-5 | HDBI-130 |  | 1999-09-09 | Cincinnati
BD0329.D3040 | 95936 | Exhaust System - Truck Bay, Mariner Fire Station | ES-1 |  |  | 2007-01-01 | Truck Bay
BD0329.D3040 | 45752 | Exhaust Fan, EF-1, Roof, Mariner Fire Station | EF-1 | VTDB-12 | N/A | 1991-06-01 | Carnes
BD0329.D3040 | 45753 | Exhaust Fan, EF-2, Roof, Mariner Fire Station | EF-2 | VTBB-24 | N/A | 1991-06-01 | Carnes
BD0329.D3040 | 45754 | Exhaust Fan, EF-3, Roof, Mariner Fire Station | EF-3 | VTBB-24 | N/A | 1991-06-01 | Carnes
BD0329.D3040 | 45755 | Exhaust Fan, EF-4, Roof, Mariner Fire Station | EF-4 | VUBK-18 | N/A | 1991-06-01 | Carnes
BD0329.D3040 | 45751 | Air Handling Unit, AHU-1, Mechanical Room 1, Mariner Fire Station | AHU-1 | 4HK06501525 | HOB7000126, HOK6000530,HO | 1991-06-01 | York
BD0334.D3000 | BD0334.D3000 | TOWN CENTER FIRE ADMIN - HEATING, VENTILATING AND AIR CONDITIONING
BD0334.D3030 | 53882 | Air conditioner, AC-3, 5-Ton, Admin bsmt IT (014), TC Fire Admin | AC-3 | Mini-mate 2 MMD36E7YHEDA |  | 2011-01-01 | Liebert | Refrigerant: R-407C
BD0334.D3031 |  | MUA-1,Kitchen, TC Fire Admin
BD0334.D3030 | 53883 | Condensing unit, CU-3, Admin roof, AC-2, TC Fire Admin | CU-3 | Mini-mate 2 PFH037A-YL7 |  | 2011-01-01 | Liebert | Refrigerant: R-407C
BD0334.D3040 | 53904 | Re-heat coil, RHC-1, Basement, Future Exercise Room, TC Fire Admin | RHC-1 | HW series |  | 2011-01-01 | Greenheck
BD0334.D3040 | 53905 | Re-heat coil, RHC-2, Basement, Men's W.R./Women's W.R. (003/004), TC Fire Admin | RHC-2 | HW series |  | 2011-01-01 | Greenheck
BD0334.D3040 | 53930 | Electric duct heater, EDH-1, Dispatch (214), SF-1, TC Fire Admin | EDH-1 | FC Series |  | 2011-01-01 | Thermolec
BD0334.D3040 | 53906 | Re-heat coil, RHC-3, Basement, Basement/Storage/Gym - Serves FC-14, TC Fire Admin | RHC-3 | HW series |  | 2011-01-01 | Greenheck
BD0334.D3040 | 53907 | Re-heat coil, RHC-4, Main floor, Main floor firehall, TC Fire Admin | RHC-4 | HW series |  | 2011-01-01 | Greenheck
BD0334.D3040 | 53908 | Re-heat coil, RHC-5, 2nd floor, 2nd floor, TC Fire Admin | RHC-5 | HW series |  | 2011-01-01 | Greenheck
BD0334.D3040 | 53909 | Exhaust fan, EF-1, Electrical room (012), TC Fire Admin | EF-1 | SP-A780 |  | 2011-01-01 | Greenheck
BD0334.D3040 | 53910 | Exhaust fan, EF-2, W/C room (204A), TC Fire Admin | EF-2 | CSP-A200 |  | 2011-01-01 | Greenheck
BD0334.D3040 | 53911 | Exhaust fan, EF-3, Photocopy room (103), TC Fire Admin | EF-3 | CSP-A290 |  | 2011-01-01 | Greenheck
BD0334.D3040 | 53912 | Exhaust fan, EF-4, W/C room (215), TC Fire Admin | EF-4 | SP-A190 |  | 2011-01-01 | Greenheck
BD0334.D3040 | 53913 | Exhaust fan, EF-5, Photocopy room (206), TC Fire Admin | EF-5 | CSP-A290 |  | 2011-01-01 | Greenheck
BD0334.D3040 | 53914 | Supply fan, SF-1, Dispatch (214), TC Fire Admin | SF-1 | CSP-A190 |  | 2011-01-01 | Greenheck
BD0334.D3050 | 53884 | Floor mounted fan coil, FC-1, Basement Mechanical Room (013), Admin main floor, TC Fire Admin | FC-1 | HH006W4R511L000 |  | 2011-01-01 | Williams
BD0334.D3050 | 53885 | Floor mounted fan coil, FC-2, Basement Mechanical Room , Admin main floor, TC Fire Admin | FC-2 | HH008W4R511R000 |  | 2011-01-01 | Williams
BD0334.D3050 | 53886 | Floor mounted fan coil, FC-3, Basement Mechanical Room (011), Admin main floor, TC Fire Admin | FC-3 | AV012W4B713R000 |  | 2011-01-01 | Williams
BD0334.D3050 | 53887 | Floor mounted fan coil, FC-4, Basement Mechanical Room (011), Admin main floor, TC Fire Admin | FC-4 | AV012W4B713R000 |  | 2011-01-01 | Williams
BD0334.D3050 | 53888 | Ceiling mounted fan coil, FC-5, Men's w/r (109), Office/Luncroom/Corridor (113/115/117), TC Fire Admin | FC-5 | HH 010 |  | 2011-01-01 | Williams
BD0334.D3050 | 53889 | Ceiling mounted fan coil, FC-6, Women's w/r (108), Training Officer/Training (106/107), TC Fire Admin | FC-6 | HH 012 |  | 2011-01-01 | Williams
BD0334.D3050 | 53890 | Ceiling mounted fan coil, FC-7, Entry (100), Entry/Admin General (100/101), TC Fire Admin | FC-7 | HH 015 |  | 2011-01-01 | Williams
BD0334.D3050 | 53891 | Ceiling mounted fan coil, FC-8, W/R (104), Admin Office/Photocopy (102/103), TC Fire Admin | FC-8 | HH 012 |  | 2011-01-01 | Williams
BD0334.D3050 | 53892 | Ceiling mounted fan coil, FC-9, Training Rm (116), Training room (116), TC Fire Admin | FC-9 | HH 018 |  | 2011-01-01 | Williams
BD0334.D3050 | 53893 | Ceiling mounted fan coil, FC-10, Storage (209), Office/Comm officer/Duty chief (208/212/213), TC Fire Admin | FC-10 | HH 012 |  | 2011-01-01 | Williams
BD0334.D3050 | 53894 | Ceiling mounted fan coil, FC-11, Office (208), Board Room (207), TC Fire Admin | FC-11 | HH 015 |  | 2011-01-01 | Williams
BD0334.D3050 | 53895 | Ceiling mounted fan coil, FC-12, Photocopy (206), Reception/Deputy/Deputy (201/202/203), TC Fire Admin | FC-12 | AH 030 |  | 2011-01-01 | Williams
BD0334.D3050 | 53896 | Ceiling mounted fan coil, FC-13, Photocopy (206), Fire chief/Admin (204/205), TC Fire Admin | FC-13 | HH 015 |  | 2011-01-01 | Williams
BD0334.D3050 | 53897 | Floor mounted fan coil, FC-14, Basement, Basement/Storage/Gym, TC Fire Admin | FC-14 | AV008W4B513R000 |  | 2011-01-01 | Williams
BD0334.D3050 | 53898 | Floor mounted fan coil, FC-15, Mezz Basement Mechanical Room dorm/Officers dorm (219)/Firehall, TC Fire Admin | FC-15 | AV 012 |  | 2011-01-01 | Williams
BD0334.D3050 | 53899 | Floor mounted fan coil, FC-16, Mezz Mechanical Room , Main floor , TC Fire Admin | FC-16 | AV 012 |  | 2011-01-01 | Williams
BD0334.D3050 | 53900 | Floor mounted fan coil, FC-17, Mechanical Room , Future dorm (210)/Female dorm (217)/W.R's, TC Fire Admin | FC-17 | AV 012 |  | 2011-01-01 | Williams
BD0334.D3050 | 53901 | Ceiling mounted fan coil, FC-18, Entry (100), Entry/Admin General (100/101), TC Fire Admin | FC-18 | HH 015 |  | 2011-01-01 | Williams
BD0334.D3050 | 53902 | Air Handling Unit, AHU-1, Floor mounted fan coil, Mazz Mechanical Room , TC Fire Admin | AHU-1 | AV 008 |  | 2011-01-01 | Williams
BD0334.D3050 | 53903 | Air Handling Unit, AHU-2, Floor mounted fan coil, Basement Mechanical Room (011), TC Fire Admin | AHU-2 | AV 008 |  | 2011-01-01 | Williams
BD0334.D3050 | 53915 | Heat recovery unit, HRU-1, Roof, Ventilation air, TC Fire Admin | HRU-1 | C3000E |  | 2011-01-01 | Trane
BD0336.D3000 | BD0336.D3000 | MACKIN MUSEUM - HEATING, VENTILATING AND AIR CONDITIONING
BD0336.D3040 | 45710 | Exhaust Fan, EF-1, Basement Mechanical Rm, Basement, Mackin Museum | EF-1 |  |  | 1993-06-01
BD0336.D3040 | 45711 | Exhaust Fan, EF-2, Basement Mechanical Rm, Basement, Mackin Museum | EF-2 |  |  | 1993-06-01
BD0336.D3040 | 77661 | Exhaust Fan, EF-3, Basement Mechanical Rm, Basement, Mackin Museum | EF-3 |  |  | 2014-02-01
BD0336.D3050 | 93118 | Fan Coil, FC-2, Office Area, Cupboard Inside Office, Mackin Museum | FC-2 | ARUV24TLAV | AQB000265 | 2019-04-24 | Fujitsu
BD0336.D3050 | 93119 | Fan Coil, FC-3, Office Area, Cupboard Inside Office, Mackin Museum | FC-3 | ARUV24TLAV | AQB000269 | 2019-04-24 | Fujitsu
BD0336.D3050 | 93114 | Condensing Unit, CU-1, Building Heat and Cooling, Outside on Loading Bay, Mackin Museum | CU-1 | AOU60RLAVM | BQP 000925 | 2019-04-25 | Fujitsu
BD0336.D3050 | 93117 | Fan Coil, FC-1, Office Area, Cupboard Inside Office, Mackin Museum | FC-1 | ARUV24TLAV | AQB000266 | 2019-04-24 | Fujitsu
BD0339.D3000 | BD0339.D3000 | POIRIER FORUM - HEATING, VENTILATING AND AIR CONDITIONING
BD0339.D3020 | 72080 | FORCE FLOW HEATER, FF-2, CHANGE ROOM 1, CHANGE ROOM 1, Poirier Forum | FF-2 | CF3008C24 |  | 2015-02-07 | Stelpro | 208V 1PH 3000W
BD0339.D3020 | 72082 | FORCE FLOW HEATER, FF-4, CHANGE ROOM 2, CHANGE ROOM 2, Poirier Forum | FF-4 | CF3008C24 |  | 2015-02-07 | Stelpro | 208V 1PH 3000W
BD0339.D3020 | 72081 | FORCE FLOW HEATER, FF-3, CHANGE ROOM 2, CHANGE ROOM 2, Poirier Forum | FF-3 | CF3008C24 |  | 2015-02-07 | Stelpro | 208V 1PH 3000W
BD0339.D3020 | 72085 | FORCE FLOW HEATER, FF-7, CHANGE ROOM 4, CHANGE ROOM 4, Poirier Forum | FF-7 | CF3008C24 |  | 2015-02-07 | Stelpro | 208V 1PH 3000W
BD0339.D3020 | 72079 | FORCE FLOW HEATER, FF-1, CHANGE ROOM 1, CHANGE ROOM 1, Poirier Forum | FF-1 | CF3008C24 |  | 2015-02-07 | Stelpro | 208V 1PH 3000W
BD0339.D3020 | 72083 | FORCE FLOW HEATER, FF-5, CHANGE ROOM 3, CHANGE ROOM 3, Poirier Forum | FF-5 | CF3008C24 |  | 2015-02-07 | Stelpro | 208V 1PH 3000W
BD0339.D3020 | 72084 | FORCE FLOW HEATER, FF-6, CHANGE ROOM 3, CHANGE ROOM 3, Poirier Forum | FF-6 | CF3008C24 |  | 2015-02-07 | Stelpro | 208V 1PH 3000W
BD0339.D3020 | 72086 | FORCE FLOW HEATER, FF-9, OUTSIDE ELECTRICAL VAULT, OUTSIDE ELECTRICAL VAULT, Poirier Forum | FF-9 | WF2008T |  | 2015-02-07 | Stelpro | 208V 1PH 3000W
BD0339.D3020 | 95833 | FORCE FLOW HEATER, FF-8, CHANGE ROOM 4, CHANGE ROOM 4, Poirier Forum | FF-8 | CF3008C24 |  | 2015-01-01 | Stelpro | 208V 1PH 3000W
BD0339.D3040 | 72067 | EXHAUST FAN, EF-7, ELECTRICAL VAULT, OUTSIDE ELECTRICAL VAULT, Poirier Forum | EF-7 | Z121S |  | 2015-02-07 | Zephr | 115V
BD0339.D3040 | 72069 | EXHAUST FAN, EF-9, WASHROOM ROOM, WASHROOM ROOM, Poirier Forum | EF-9 | SE110 |  | 2015-02-07 | Sterling | 115V
BD0339.D3040 | 72061 | EXHAUST FAN, EF-1, JANITOR ROOM, JANITOR ROOM, Poirier Forum | EF-1 | Z8H |  | 2015-02-07 | Zephr | 115V
BD0339.D3040 | 72062 | EXHAUST FAN, EF-2, CHANGE ROOM 4, CHANGE ROOM 4, Poirier Forum | EF-2 | Z8H |  | 2015-02-07 | Zephr | 115V
BD0339.D3040 | 72065 | EXHAUST FAN, EF-5, CHANGE ROOM 1, CHANGE ROOM 1, Poirier Forum | EF-5 | Z8H |  | 2015-02-07 | Zephr | 115V
BD0339.D3040 | 72066 | EXHAUST FAN, EF-6, MECHANICAL ROOM, MECHANICAL ROOM, Poirier Forum | EF-6 | Z8H |  | 2015-02-07 | Zephr | 115V
BD0339.D3040 | 72068 | EXHAUST FAN, EF-8, ELECTRICAL ROOM, ELECTRICAL ROOM, Poirier Forum | EF-8 | Z102S |  | 2015-02-07 | Zephr | 115V
BD0339.D3040 | 72070 | EXHAUST FAN, EF-10, WASHROOM ROOM, WASHROOM ROOM, Poirier Forum | EF-10 | SE110 |  | 2015-02-07 | Sterling | 115V
BD0339.D3040 | 72071 | SUPPLY FAN, SF-1, Fresh air damper, ARENA WEST, ARENA WEST, Poirier Forum | SF-1 | BC30TZ | K14AN92699 | 2015-02-07 | Penn Barry | 208V 3PH 1.5HP 1140RPM DD | Filters - 24x48x2 Pleated (4)
BD0339.D3040 | 72072 | SUPPLY FAN, SF-2, Fresh air damper, ARENA EAST, ARENA EAST, Poirier Forum | SF-1 | BC30TZ | K14AN92700 | 2015-02-07 | Penn Barry | 208V 3PH 1.5HP 1140RPM DD | Filters - 24x48x2 Pleated (4)
BD0339.D3040 | 72064 | EXHAUST FAN, EF-4, CHANGE ROOM 2, CHANGE ROOM 2, Poirier Forum | EF-4 | Z8H |  | 2015-02-07 | Zephr | 115V
BD0339.D3040 | 72063 | EXHAUST FAN, EF-3, CHANGE ROOM 3, CHANGE ROOM 3, Poirier Forum | EF-3 | Z8H |  | 2015-02-07 | Zephr | 115V
BD0339.D3040 | 95844 | Dehumidification DH-1, Poirier Forum | DH-1 |  |  | 2015-01-01
BD0341.D3000 | BD0341.D3000 | Mundy Park FIELDHOUSE - HEATING, VENTILATING AND AIR CONDITIONING
BD0341.D3000 | 75777 | Electric Duct Heater, EDH-2, Mehanical Room 106, Mehanical Room 106, Mundy Park F/H | EDH-2 | RFC |  | 2016-06-08 | Thermolec |  | 208, 1 Phase
BD0341.D3000 | 75773 | Heat Recovery Ventilator, HRV-1, Mehanical Room 106, Heat Recovery for Building, Mundy Park F/H | HRV-1 | LGH-F1200RX5-E1 |  | 2016-06-08 | Mitsubishi |  | 208/230, 1 Phase
BD0341.D3000 | 75771 | VRF Fan Coil, DXFCU-2, Multipurposeroom ceiling, Multipurposeroom, Mundy Park F/H | DXFCU-2 | PEFY-P24NMAU-E3 |  | 2016-06-08 | Mitsubishi |  | 208/230, 1 Phase
BD0341.D3000 | 75774 | Heat Recovery Ventilator, HRV-2, Storage Room 102, Heat Recovery for Building, Mundy Park F/H | HRV-2 | LGH-F1200RX5-E1 |  | 2016-06-08 | Mitsubishi |  | 208/230, 1 Phase
BD0341.D3000 | 75775 | Unit Heater, UH-1, Severy 105, Severy 105, Mundy Park F/H | UH-1 | OACP4000 |  | 2016-06-08 | Ouellet |  | 208, 1 Phase
BD0341.D3000 | 75776 | Eletric Duct Heater, EDH-1, Mehanical Room 106, Mens's W/R 108 Womens W/R 109, Mundy Park F/H | EDH-1 | RFC |  | 2016-06-08 | Thermolec |  | 208, 1 Phase
BD0341.D3000 | 75770 | VRF Fan Coil, DXFCU-1, Multipurposeroom ceiling, Multipurposeroom, Mundy Park F/H | DXFCU-1 | PEFY-P24NMAU-E3 |  | 2016-06-08 | Mitsubishi |  | 208/230, 1 Phase
BD0341.D3000 | 75779 | Exhaust Fan, EF-1, Electrical Room 104, Electrical Room 104, Mundy Park F/H | EF-1 | Z8H |  | 2016-06-08 | PennBarry |  | 115, 1 Phase
BD0341.D3000 | 75772 | VRF Heat Pump, HP-1, Mechanical Room 200, Multipurposeroom, Mundy Park F/H | HP-1 | PUMY-P48NHMU |  | 2016-06-08 | Mitsubishi |  | 208/230, 1 Phase
BD0346.D3000 | BD0346.D3000 | EVERGREEN CULTURAL CENTER - HEATING, VENTILATING AND AIR CONDITIONING
BD0346.D3020 | 45570 | Unit Heater, UH-1, Loading Dock, Evergreen Cultural Centre | UH-1 | 126S |  | 1996-06-01 | Trane
BD0346.D3030 | 45561 | Condensing Unit, CU-4, South Wall beside Electrical Room, Evergreen Cultural Centre | CU-4 | CM1812, Flexi Multi Inverter |  | 1996-06-01 |  |  | Sanyo
BD0346.D3030 | 45562 | Air Conditioner, AC-5, Show Control Room, Evergreen Cultural Centre | AC-5 | KS0911 | 0143954 | 2010-12-05 | Sanyo split type air conditioner
BD0346.D3030 | 45563 | Condensing Unit, CU-5, Roof, Evergreen Cultural Centre | CU-5 | CM1812 |  | 1996-06-01 | Sanyo
BD0346.D3030 | 45559 | Air Conditioner, AC-1, Sound & Dimmer Room, Evergreen Cultural Centre | AC-1 | KMS0972 | 0125213 | 2010-12-05 | Sanyo
BD0346.D3030 | 45560 | Air Conditioner, AC-2, Sound & Dimmer Room, Evergreen Cultural Centre | AC-2 | KMS0972 | 0127013 | 2010-12-05 | Sanyo
BD0346.D3030 | 45564 | Fan Coil Unit, FCU-1, Storage 112, Evergreen Cultural Centre | FCU-1 | BCHB 0901EB0L2200B6E0000A0000000000 | R95L18408 | 1996-06-01 | Storage 112, behind the Electrical Room |  | Trane Blower Coil Air Handler
BD0346.D3040 | 45547 | Air Handling Unit, AHU-3, Roof, Dressing Rooms, Evergreen Cultural Centre | AHU-3 | PentPak |  | 1996-06-01 | Haakon Ind.
BD0346.D3040 | 45548 | Air Handling Unit, AHU-4, Roof, Lobby, Evergreen Cultural Centre | AHU-4 | 180-BR-HD |  | 1996-06-01 | Magic Aire-BRW
BD0346.D3040 | 45549 | Air Handling Unit, AHU-5, Roof, Studio, Evergreen Cultural Centre | AHU-5 | 180-BR-HD |  | 1996-06-01 | Magic Aire-BRW
BD0346.D3040 | 45550 | Air Handling Unit, AHU-6, Roof, Studio, Evergreen Cultural Centre | AHU-6 | 180-BR-HD |  | 1996-06-01 | Magic Aire-BRW
BD0346.D3040 | 45551 | Air Handling Unit, AHU-7, Roof, Exhibition Hall, Evergreen Cultural Centre | AHU-7 | PentPak |  | 1996-06-01 | Haakon Ind.
BD0346.D3040 | 96471 | Air Handling Unit, AHU-8, Roof, Admin. Area, Evergreen Cultural Centre | AHU-8 | NJ-2/HW/CW/HV | FP1995 AHU-8 | 2020-09-24 | Custom Air
BD0346.D3040 | 45545 | Air Handling Unit, AHU-1, Roof, Rehearsal Hall, Evergreen Cultural Centre | AHU-1 | PentPak |  | 1996-06-01 | Haakon Ind.
BD0346.D3040 | 45546 | Air Handling Unit, AHU-2, Roof, Studio, Evergreen Cultural Centre | AHU-2 | PentPak |  | 1996-06-01 | Haakon Ind.
BD0346.D3040 | 94360 | Exhaust Fan, EF-2, Roof, Main Washroom, Evergreen Cultural Centre | EF-2 | ALX135UB |  | 2019-01-25 | Delhi
BD0346.D3040 | 95951 | Exhaust Fan, EF-1, Studio Storage, Evergreen Cultural Centre | EF-1 | ALX135UB |  | 1997-01-01 | Delhi
BD0346.D3040 | 95952 | Exhaust Fan, EF-5, Elevator Equipment Room for ELEV-2, Evergreen Cultural Centre | EF-5 | Pnn100E1 |  | 2002-01-01 | Acme Engineering
BD0346.D3040 | 95953 | Exhaust Fan, EF-10, Telephone Room, Administration Office, Evergreen Cultural Centre | EF-10 | Pnn100E1 |  | 2002-01-01 | Acme Engineering
BD0346.D3040 | 45554 | Exhaust Fan, EF-3, Roof, Staff Washroom, Evergreen Cultural Centre | EF-3 | PNN 135E1 |  | 1996-06-01 | Acme Engineering
BD0346.D3040 | 45555 | Exhaust Fan, EF-4, Roof, Washroom, Evergreen Cultural Centre | EF-4 | Pnn100E1 |  | 1996-06-01 | Acme Engineering
BD0346.D3040 | 45556 | Exhaust Fan, EF-8, Electrical Room, Evergreen Cultural Centre | EF-8 | 207-2 |  | 1996-06-01 | Delphi
BD0346.D3040 | 45557 | Exhaust Fan, EF-11, Roof, Studio, Evergreen Cultural Centre | EF-11 | PNN245F |  | 1996-06-01 | Acme Engineering
BD0346.D3040 | 56383 | Exhaust Fan, EF-6, Storage 112, Evergreen Cultural Centre | EF-6 | 363 |  | 1996-01-01 | Broan
BD0346.D3040 | 56384 | Exhaust Fan, EF-7, Elevator Equipment Room for Dover, Evergreen Cultural Centre | EF-7 | 362 |  | 1996-01-01 | Broan
BD0346.D3040 | 56385 | Exhaust Fan, EF-12, Telephone Room, Loading Dock, Evergreen Cultural Centre | EF-12 | 590A |  | 1996-01-01 | Broan
BD0346.D3040 | 56386 | Force Flow Heater, FF-1, Stage Left Doorway, Evergreen Cultural Centre | FF-1 |  |  | 2958352
BD0348.D3000 | BD0348.D3000 | PLACE DES ARTS - HEATING, VENTILATING AND AIR CONDITIONING
BD0348.D3020 | 45689 | Rooftop unit, RTU-2, Roof, Place Des Arts | RTU2 | 50PG-M08-A-5 | N/A | 1996-06-01 | Carrier
BD0348.D3020 | 45692 | Fancoil unit, FC-3, Place Des Arts | FC-3 | FX4B1F030000 | N/A | 1996-06-01 | Carrier
BD0348.D3020 | 93131 | Rooftop unit, RTU-1, East Side, Main Hall, Place Des Arts | RTU-1 | XN060E10B2A1AAA1A1 | N1E9949048 | 2019-09-23 | York
BD0348.D3020 | 93140 | Fancoil unit, FC-1, Studio, Roof Mechanical Room, Place Des Arts | FC-1 | HH6616OA425A2102AP | 7118M18217 | 2019-09-23 | YORK
BD0348.D3020 | 93141 | Fancoil unit, FC-2, Studio, Roof Mechanical Room, Place Des Arts | FC-2 | HH6616OA425A2102AP | 7118M18215 | 2019-04-17 | YORK
BD0348.D3030 | 103742 | Ductless split A/C, SPLIT-2, Room B01, Place Des Arts | SPLIT-2 |  |  | 2020-08-13
BD0348.D3030 | 45676 | Condensing Unit, CU-9, South Roof, Room 201, Place Des Arts | CU-9 | 38EZG024300 | 1405E20584 | 1996-06-01 | Carrier
BD0348.D3030 | 45677 | Evaporator coil, EC-1, Mechanical Rm, Place Des Arts | EC-1 | MHD060SB | ELDS279490 | 1996-06-01 | York
BD0348.D3030 | 45678 | Evaporator coil, EC-2, Mechanical Rm, Place Des Arts | EC-2 | MHD060SB | ELDS279492 | 1996-06-01 | York
BD0348.D3030 | 45679 | Ductless split A/C, SPLIT-1A, Room 207, Place Des Arts | Split-1A | MS09NW2 | 2244 | 1996-06-01 | Mitsubishi
BD0348.D3030 | 45680 | Ductless split A/C, SpLIT-1B, Room 208, Place Des Arts | Split-1B | MS09NW2 | 2306 | 1996-06-01 | Mitsubishi
BD0348.D3030 | 45681 | Ductless split A/C, SPLIT-1C, Room 206, Place Des Arts | Split-1C | MS15NN2 | 786 | 1996-06-01 | Mitsubishi
BD0348.D3030 | 45670 | Condensing Unit, CU-3, North, Ground, Place Des Arts | CU-3 | MUM30NN2 | 06900018A | 1996-06-01 | Mitsubishi
BD0348.D3030 | 45671 | Condensing Unit, CU-4, North, Ground, Place Des Arts | CU-4 | MJ09NW | 9000532 | 1996-06-01 | Mitsubishi
BD0348.D3030 | 45672 | Condensing Unit, CU-5, North, Ground, Place Des Arts | CU-5 | MU17NN2 | 000574T | 1996-06-01 | Mitsubishi
BD0348.D3030 | 45674 | Condensing Unit, CU-7, South Roof, Room 203, Place Des Arts | CU-7 | 38EZG024300 | 1405E20560 | 1996-06-01 | Carrier
BD0348.D3030 | 45675 | Condensing Unit, CU-8, South Roof, Room 202, Place Des Arts | CU-8 | 38EZG018300 | 0805E52810 | 1996-06-01 | Carrier
BD0348.D3030 | 95968 | Condensing Unit, CU-11, Parking, Place Des Arts | CU11 |  |  | 2007-06-01 | Carrier
BD0348.D3030 | 95969 | Condensing Unit, CU-12, Parking, Place Des Arts | CU-12 |  |  | 2007-06-01 | Carrier
BD0348.D3030 | 95970 | Ductless split A/C, SPLIT-2, Room B01, Place Des Arts | SPLIT-2 |  |  | 2002-01-01 | York
BD0348.D3030 | 95971 | Ductless split A/C, SPLIT-3, Room B03 Place Des Arts | SPLIT-3 |  |  | 2002-06-01
BD0348.D3030 | 95974 | Condensing Unit, CU-10, Roof, Gallery, Place Des Arts | CU-10 | H1DA060S25 |  | 2009-06-01 | York
BD0348.D3030 | 95975 | Condensing Unit, CU-5, Roof, Gallery, Place Des Arts | CU-5 | H1DA060S25 |  | 2007-06-01 | York
BD0348.D3030 | 93927 | Condensing Unit, CU-6, North Roof, Piano Room, Place Des Arts | CU-6 |  |  | 2017-10-03 | Mitsubishi
BD0348.D3030 | 93145 | Condensing Unit, CU-2, Roof, Gallery, Place Des Arts | CU-2 | TCD6OB31SA | W1B9659110 | 2019-09-23 | York
BD0348.D3030 | 93144 | Condensing Unit, CU-1, Dance Hall, Roof, Place Des Arts | CU-1 | TD60B31SA | W1L8263803 | 2019-09-23 | York
BD0348.D3040 | 45643 | Air Handling Unit, AHU-4, Attic, Room 202, Place Des Arts | AHU-4 | FX4BMF018000A | 2205A71632 | 1996-06-01 | Carrier
BD0348.D3040 | 45644 | Air Handling Unit, AHU-5, Attic, Room 201, Place Des Arts | AHU-5 | FX4BNF030 | 2805A69442 | 1996-06-01 | Carrier
BD0348.D3040 | 45645 | Supply Fan, SF-1, Parkade , Lobby, Place Des Arts | SF-1 | Z-6H | N/A | 1996-06-01 | Penn
BD0348.D3040 | 45646 | Exhaust Fan, EF-1, Elev. Machine Room, Place Des Arts | EF-1 | 25H | N/A | 1996-06-01 | Penn
BD0348.D3040 | 45647 | Exhaust Fan, EF-2, Parkade, Place Des Arts | EF-2 | GX205BC | N/A | 1996-06-01 | Penn
BD0348.D3040 | 45648 | Exhaust Fan, EF-4, Room 110, Place Des Arts | EF-4 | Z-10SHRATD | N/A | 1996-06-01 | Penn
BD0348.D3040 | 45649 | Exhaust Fan, EF-5, Wet Room, Place Des Arts | EF-5 | Z-6SHTDA | N/A | 1996-06-01 | Penn
BD0348.D3040 | 45650 | Exhaust Fan, EF-6, Room 109, Room 109, Place Des Arts | EF-6 | Z101-SRATD | N/A | 1996-06-01 | Penn
BD0348.D3040 | 45651 | Exhaust Fan, EF-7, Room 108 Ceiling, Room 108, Place Des Arts | EF-7 | Z101-SRATD | N/A | 1996-06-01 | Penn
BD0348.D3040 | 45642 | Air Handling Unit, AHU-3, Attic, Room 203, Place Des Arts | AHU-3 | FX4BNF030 | 1905A72029 | 1996-06-01 | Carrier
BD0348.D3040 | 45663 | Exhaust Fan, EF-18, Roof, North, Place Des Arts | EF-18 | DX9B | 95-93607 | 1996-06-01 | Penn-Domex
BD0348.D3040 | 45664 | Exhaust Fan, EF-19, West Atrium, West, Place Des Arts | EF-19 | N/A | N/A | 1996-06-01 | Vent Axia
BD0348.D3040 | 45665 | Exhaust Fan, EF-20, Centre - West Atrium, Central, Place Des Arts | EF-20 | N/A | N/A | 1996-06-01 | Vent Axia
BD0348.D3040 | 45666 | Exhaust Fan, EF-21, Centre - East Atrium, Place Des Arts | EF-21 | N/A | N/A | 1996-06-01 | Vent Axia
BD0348.D3040 | 45667 | Exhaust Fan, EF-22, East Atrium, Place Des Arts | EF-22 | N/A | N/A | 1996-06-01 | Vent Axia
BD0348.D3040 | 45661 | Exhaust Fan, EF-16, Room 204, Place Des Arts | EF-16 | Z-8SH | N/A | 1996-06-01 | Penn
BD0348.D3040 | 45640 | Air Handling Unit, AHU-1, Upper Floor Mech. Room, Place Des Arts | AHU-1 | DJ-40-300V | B22770-MU-1 | 1996-06-01 | Engineered Aire
BD0348.D3040 | 45641 | Air Handling Unit, AHU-2, Gallery Storage Room, RM105,106, Place Des Arts | AHU-2 | FX4BNF0300 | 1505A82732 | 1996-06-01 | Carrier
BD0348.D3040 | 45662 | Exhaust Fan, EF-17, Room 203, Place Des Arts | EF-17 | Z-10SHRATD | N/A | 1996-06-01 | Penn
BD0348.D3040 | 45652 | Exhaust Fan, EF-8, Glaze Storage, Glaze Storage, Place Des Arts | EF-8 | Z-6SH/RA | N/A | 1996-06-01 | Penn
BD0348.D3040 | 45653 | Exhaust Fan, EF-9, Glaze Office, Glaze Office, Place Des Arts | EF-9 | N/AV | N/A | 1996-06-01 | Penn
BD0348.D3040 | 45654 | Exhaust Fan, EF-10, Room 106, Room 106, Place Des Arts | EF-10 | Z-8SH | N/A | 1996-06-01 | Penn
BD0348.D3040 | 45655 | Exhaust Fan, EF-10A, Room 105, Room 105, Place Des Arts | EF-10A | Z-6SH | N/A | 1996-06-01 | Penn
BD0348.D3040 | 45656 | Exhaust Fan, EF-11, Janitor Closet, Place Des Arts | EF-11 | Z-5H | N/A | 1996-06-01 | Penn
BD0348.D3040 | 45657 | Exhaust Fan, EF-12, Kiln Room, Kiln Room, Place Des Arts | EF-12 | Z-10SHTPH | N/A | 1996-06-01 | Penn
BD0348.D3040 | 45658 | Exhaust Fan, EF-13, Gallery Storage Room, Place Des Arts | EF-13 | Z-615RATD | N/A | 1996-06-01 | Penn
BD0348.D3040 | 45659 | Exhaust Fan, EF-14, Dance Storage, Place Des Arts | EF-14 | Z-6SH | N/A | 1996-06-01 | Penn
BD0348.D3040 | 45660 | Exhaust Fan, EF-15, Room 205, Place Des Arts | EF-15 | Z-1015RATD | N/A | 1996-06-01 | Penn
BD0358.D3000 | 93930 | Ductless split A/C, SPLIT-1 - Roof, PLACE DES ARTS REN | Split-1 |  |  | 2018-06-15 | Mitsubishi
BD0358.D3000 | 95964 | Perimeter Heat, PH-1, Electric Baseboard, PLACE DES ARTS REN | PH-1 |  |  | 2006-01-01
BD0353.D3000 | BD0353.D3000 | Town Center Park Washroom - HEATING, VENTILATING AND AIR CONDITIONING
BD0353.D3000 | 98572 | Exhaust Fan 2, Electric Room, Town Center Park Washroom | EF-2 |  |  | 2021-03-01 | Exhaust Fan 2, Electric Room.
BD0353.D3000 | 98574 | Heat Recovery Ventilator, HRV-1 - Mechanical Room, Town Center Park Washroom | HRV-1 |  |  | 2021-03-01 | Heat Recovery Ventilator, HRV-1, Mechanical Room, Heat Recovery For Building.
BD0353.D3000 | 98575 | Heat Recovery Ventilator, HRV-2 - Mechanical Room, Town Center Park Washroom | HRV-2 |  |  | 2021-03-01 | Heat Recovery Ventilator, HRV-2, Storage Room 102, Heat Recovery For Building
BD0353.D3000 | 98570 | Exhaust Fan - EF-1 - Storage Room, Town Center Park Washroom | EF-1 |  |  | 2021-03-01 | Exhaust Fan 1, Storage Room
BD0353.D3000 | 98573 | Exhaust Fan EF-3 - Mechanical Room, Town Center Park Washroom | EF-3 |  |  | 2021-03-01 | Exhaust Fan EF-3 - Mechanical Room.
BD0353.D3020 | 98569 | Electric Duct Heater, EDH-2 - Mechanical Room, Town Center Park Washroom | EDH-2 |  |  | 2021-03-01 | Electric Duct Heater, EDH-2, Mechanical Room 106, Mens' W/R 108 Womens' W/R 109.
BD0353.D3020 | 98568 | Electric Duct Heater, EDH-1 - Mechanical Room, Town Center Park Washroom | EDH-1 |  |  | 2021-03-01 | Electric Duct Heater, EDH-1, Mechanical Room 106, Mens' W/R 108 Womens' W/R 109
BD0361.D3000 | BD0361.D3000 | BLUE MTN SCOUT - HEATING, VENTILATING AND AIR CONDITIONING
BD0361.D3020 | 85700 | Furnace, FURN-1, Mech room, Blue Mountain Scout Hall | FURN-1 | TG9S100C16MP11B | W1G7924034 | 2017-09-01 | York | 95,000 BTU
BD0363.D3000 | BD0363.D3000 | POIRIER COMMUNITY CENTER - HEATING, VENTILATING AND AIR CONDITIONING
BD0363.D3040 | 98127 | Condensing Unit - CU-2, Rooftop, DX cooling Galt Room 103., Poirier Community Centre | CU-2 | 144BCRA |  | 2017-01-01 |  | DX cooling system serving Galt Room 103.
BD0363.D3040 | 98123 | Ductless Split A/C - SPLIT-1 - Galt Room 103, Poirier Community Centre | CU-1 | 144BCRA |  | 2020-01-01 |  | a ductless split A/C, SPLIT-1. Located in the Galt Room 103.
BD0363.D3040 | 98124 | Ductless Split A/C - SPLIT-2 - Reception Office, Poirier Community Centre | Split-2 | 144BCRA |  | 2020-01-01 |  | a ductless split A/C, SPLIT-2. Located in the reception office.
BD0363.D3040 | 56411 | Exhaust Fan, EF-4, Rooftop, South, For Room 110, Poirier Community Centre | EF-4 | 132BCRA |  | 2017-01-01 | Jenn-Air
BD0363.D3040 | 56412 | Condensing Unit - CU-1, Rooftop, East, serving Reception Office, Poirier Community Centre | CU-1 | 144BCRA |  | 2017-01-01 |  | DX cooling system serving Reception Office.
BD0363.D3040 | 89682 | Exhaust Fan, EF-1, Above Lower Floor Exit Door, Poirier Community Centre | EF-1 | G183V67X | 15260349 | 2018-01-01 | Delhi
BD0363.D3040 | 89683 | Exhaust Fan, EF-2, Rooftop, North, For Kitchen, Poirier Community Centre | EF-2 | G075VGX | 15260350 | 2018-01-01 | Jenn-Air
BD0363.D3040 | 89684 | Exhaust Fan, EF-3, Rooftop, North Central, For Basement Poirier Community Centre | EF-3 | G099VG4X | 15260351 | 2018-01-01
BD0369.D3000 | BD0369.D3000 | POIRIER ADMIN - HEATING, VENTILATING AND AIR CONDITIONING
BD0369.D3030 | 56426 | Air Conditioner, AC-1, Server Room, Poirier Admin | AC-1 | MU09EW | 55902334D | 2958352 | Mitsubishi
BD0369.D3030 | 45726 | Air Conditioner, AC-2, Reception Area Down Stairs, Reception Area Down, Poirier Admin | AC-2 | Lmi 120CP | LM0240C | 1905-06-30 | LG
BD0369.D3030 | 45727 | Air Conditioner, AC-3, Reception Area Down Stairs, Poirier Admin | AC-3 | Lmi120cp | LM0240C | 1905-06-30 | LG
BD0369.D3040 | 56425 | Supply Fan, SF-1, Combustion Air , Poirier Admin | SF-1 | Z6S | 56386-0 | 2958352 | Penn
BD0369.D3040 | 56427 | Exhaust Fan, EF-1, North Washroom, Roof, Poirier Admin | EF-1 | 91CRA3D |  | 2958352 | Jenn-Air
BD0369.D3040 | 56428 | Exhaust Fan, EF-2, South Washroom, Roof, Poirier Admin | EF-2 | 80CRADE |  | 2958352 | Jenn-Air
BD0375.D3000 | BD0375.D3000 | City Center Aquatic Complex - HEATING, VENTILATING AND AIR CONDITIONING
BD0375.D3020 | 100013 | Curtain Unit Heater, CUH-2, West Exit Ceiling, CCAC | CUH-2 | N/A |  | 2012-06-11 | N/A
BD0375.D3020 | 115714 | Rooftop, RTU-1, serving new fitness room, CCAC | RTU-1 | TSC102H3R0A25D7C0000600000000D00000 | 211810204L |  |  | Charcoal Filters 4- 20x25x2 | Trane
BD0375.D3040 | 3040 | Exhaust Fan, EF-07, HVAC System, Chlorine Room, CCAC | EF-7 | QT300 |  | 1994-01-01 | Nutone
BD0375.D3040 | 3006 | Air Handling Unit, AHU-1, Main Pool Deep End, Boiler Room, CCAC | AHU-1 | PD-200-341 | 19608-AHU-1 | 1994-01-01 | Engineered Air | Charcoal Filters 16- 20x25x2 | Airtex Manufacturing Partnership
BD0375.D3040 | 88718 | Exhaust Fan, EF-3, For AHU-5, Serves Lobby Change rooms, Boiler Room, CCAC | EF-3 | USF-213-BI | 15604103 | 2018-09-01 | Greenheck | USF-213-BI (EF-3 ) 115/1 1/2HP Exhaust Fan
BD0375.D3040 | 88717 | Exhaust Fan, EF-01, For AHU4, Server Change Rooms, Boiler Room, CCAC | EF-1 | USF-220-BI | 15604102 | 2018-09-01 | Greenheck | USF-220-BI (EF-1) 575/3 2HP Exhaust Fan
BD0375.D3040 | 99996 | Exhaust Fan, EF-08, Storage Area, Storage Room to Penthouse, CCAC | EF-8 |  |  | 2019-12-19
BD0375.D3040 | 100014 | Exhaust Fan, EF-09 Emergency Ozone, Ozone Room, CCAC | EF-9 |  |  | 2019-02-11 | Nutone
BD0375.D3040 | 3007 | Air Handling Unit, AHU-2, Main Pool Shallow End, Mechanical Penthouse, CCAC | AHU-2 | PD-200-341 | 19608-AHU-2 | 1994-01-01 | Engineered Air | Charcoal Filters 16- 20x25x2 | Airtex Manufacturing Partnership
BD0375.D3040 | 3008 | Air Handling Unit, AHU-3, Leisure Pool , Mechanical Penthouse, CCAC | AHU-3 | PD-200-341 | 19608-AHU-3 | 1994-01-01 | Engineered Air | Charcoal Filters 9- 20x25x2 & 3- 20x25x2 HRV: 4-27x37x2 | Airtex Manufacturing Partnership
BD0375.D3040 | 3009 | Air Handling Unit, AHU-4, Change Room, Mechanical Penthouse, CCAC | AHU-4 | LM-4-C | S19608A-AHU-4 | 1994-01-01 | Engineered Air | Charcoal Filters 4- 16x25x2 | Airtex Manufacturing
BD0375.D3040 | 3010 | Air Handling Unit, AHU-5, Foyer, Office & Reception, Mechanical Penthouse, CCAC | AHU-5 | LM-4-C | S19608-AHU-5 | 1994-01-01 | Engineered Air | Charcoal Filters 4- 16x25x2 | Airtex Manufacturing
BD0375.D3040 | 3011 | Air Handling Unit, AHU-6, Weight Room, Physio, Meeting Room, Mechanical Penthouse, CCAC | AHU-6 | LM-10-C | S19308-AHU-6 | 1994-01-01 | Engineered Air | Charcoal Filters 6- 20x25x2 | Airtex Manufacturing
BD0375.D3040 | 45354 | Return Fan, RF-06, Weight Room / Physio, Mechanical Penthouse, CCAC | RF-6 | LM-8 | S19608-RF-6 | 2015-02-27 | Engineered Air | Airtex Manufacturing
BD0375.D3040 | 45345 | Exhaust Fan, EF-06, Pool Storage Room, CCAC | EF-6 | N/A | N/A | 1994-01-01 | Nutone
BD0375.D3040 | 45349 | Exhaust Fan, EF-4, Wave Machine Room, CCAC | EF-4 | SWB-18-10 | 93J07179 | 2012-01-01 | Greenheck
BD0375.D3040 | 45350 | Exhaust Fan, EF-05, Workshop, Chemical Feed room, CCAC | EF-5 |  |  | 1994-01-01 | Nutone
BD0375.D3040 | 45351 | Exhaust Fan, EF-10, Electrical room, Roof, CCAC | EF-10 | LBP-21-15 | 93J07985 | 2014-01-01 | Greenheck
BD0375.D3040 | 45353 | Return Fan, RF-05, Foyer/ Office, Mechanical Penthouse, CCAC | RF-5 | LM-3 | S19608-RF-5 | 2015-02-27 | Engineered Air |  | Airtex Manufacturing Partnership
BD0375.D3040 | 47578 | Return Fan, RF-03, Leisure Pool AHU-3, Mechanical Penthouse, CCAC | RF-3 | CAT EM2334T-5, Spec 09P011Y638G1 | Z1405140319 | 2015-02-27 | Engineered Air |  | Baldor Reliance Super-E Motor
BD0375.D3040 | 47579 | Return Fan, RF-02, Main Pool AHU-2, Mechanical Penthouse, CCAC | RF-02 | Cat EM4103T-5, Spec. 10C151Z187G1 | C1405020382 | 2015-02-27 | Engineered Air |  | Baldor Reliance Super-E Motor
BD0375.D3040 | 47580 | Return Fan, RF-01, Main Pool AHU-01, Boiler Room, CCAC | RF-1 | CAT EM2334T-5, Spec. 09P011Y638G1 | CAT NO. EM2334T-5, SPEC. 09P011Y638 | 2015-02-27 | Engineered Air |  | Baldor Reliance Super-E Motor
BD0375.D3050 | 70775 | Fan Coil, FC-101, serving lobby vestibule, CCAC | FC-101 |  | 209 | 2015-02-27 | Cook ( as per Dan Wood)
BD0375.D3050 | 115711 | Door Air Curtain, DAC-1, above sliding door entrance, CCAC | DAC-1 | Air Curtain HX Surface Mounted Range |  |  |  |  | Thermoscreens
|  | Heat Recovery Unit, HRU-1, for AHU-3, Roof, CCAC | HRU-1 | 1A1010SC 1VP |  | 2008 | Coral Engineering
|  | Heat Recovery Unit, HRU-2, for AHU-4, Penthouse, CCAC | HRU-2 | HX1A0507SC 1VP |  | 2008 | Coral Engineering
BD0377.D3000 | BD0377.D3000 | CITY HALL - HEATING, VENTILATING AND AIR CONDITIONING
BD0377.D3030 | 59966 | Dry Cooler (DC-101) Belt Driven, City Hall Roof, Back up water cooler | DC-101 | FND134F-8-G29 |  | 2012-12-18 | Manufacturer: Ref Plus | Load: 2.7 AMPS, Volts: 575, Phase: 3 | Service - Server Room; Part Number: FND134F-8-G29
BD0377.D3030 | 59967 | CH-101, Water to Water, Penthouse Mech room. ICT Server Room, City Hall | CH-101 | WW240- |  | 2012-12-18 | Manufacturer: Florida Heat Pump | Load: 32.2 MCA, Volts: 575, Phase: 3 | Part Number : WW240
BD0377.D3030 | 59968 | CH-102, Water to Water, Penthouse Mech room. ICT Server Room, City Hall | CH-102 | WW240- |  | 2012-12-18 | Manufacturer: Florida Heat Pump | Load: 32.2 MCA, Volts: 575, Phase: 3 | Part Number : WW240
BD0377.D3030 | 59981 | Humidifer, H-101, Penthouse Mechanical Room, City Hall ICT Server Room | H-101 | SK304- |  | 2012-12-18 | Neptronic | 4 Amps, 575 Volts, 3 Phase
BD0377.D3030 | 59969 | Ceiling mounted fan coil, FC-101, City Hall Room 441, ICT Server Room | FC-101 | 60SHW4 |  | 2012-12-18 | First Co Heating and Air | Load: 1/2 HP, 115 Volts, 1 Phase | Belts 2 EA ( 20 X 20 X 1 )
BD0377.D3030 | 59970 | Floor mounted fan coil, FC-102, City Hall Room 457, Data Room 457 | FC-102 | 60SHW4 |  | 2012-12-18 | First Co Heating and Air | Load: 1/2 HP, 115 Volts, 1 Phase | Belts 2 EA ( 20 X 20 X 1 )
BD0377.D3030 | 45457 | Air Conditioner, AC-11, Parkade P1, Printing room 243, City Hall | AC-11 | SDSH-C.2-036-2-C-1-SS-A-G-A-1-S-A-0-0 | 500925 | 1905-07-15 | Sigma | Condensing Unit Model: SKSH-C.1-036-2, Basic Model: DSH036C(2,4,5), R410A.
BD0377.D3030 | 45464 | Air Conditioner, AC-14, Computer Rm 439, Data Centre, City Hall | AC-14 | FCA56 | N/A | 1998-06-01 | Confort-Aire
|  | Door Air Curtain, DAC-1, Engineering Corridor 202, Ground Floor, City Hall | DAC-1 | TS72AA |  | 2016 | Enershield Air Barriers | 12kw 72' Air Curtain
|  | Exhaust Fan, EF-13, Mail Room 241, Ground Floor, City Hall | EF-13 | SP-252 |  | 1998 | Greenheck
|  | Exhaust Fan, EF-28, Janitor 248, Ground Floor, City Hall | EF-28 | BSQ-252 |  | 1998 | Greenheck
BD0377.D3030 | 93769 | Fan Coil, FC-2a, Council Committee Room, City Hall | FC-2a | PLFY-EP24NEMU-E <G> | 87A04290D | 2019-06-17 | Mitsubishi | Load: 1/2 HP, 115 Volts, 1 Phase | Belts 2 EA ( 20 X 20 X 1 )
BD0377.D3030 | 93770 | Fan Coil, FC-2b, Council Committee Room, City Hall | FC-2b | PLFY-EP24NEMU-E <G> | 87A04292D | 2019-06-17 | Mitsubishi | Load: 1/2 HP, 115 Volts, 1 Phase | Belts 2 EA ( 20 X 20 X 1 )
BD0377.D3040 | 45424 | Exhaust Fan, EF-29, Pool Equipment 122, P2, City Hall | EF-29 | BSQ-80-3 | 97I17064 | 1998-06-01 | Greenheck
BD0377.D3040 | 45425 | Exhaust Fan, EF-30, Roof, Electrical room, City Hall | EF-30 | GB-120-4XQD | 97H17804 | 1998-06-01 | Greenheck
BD0377.D3040 | 45426 | Exhaust Fan, EF-31, Roof, Electrical room, City Hall | EF-31 | GB-120-4XQD | 97H17805 | 1998-06-01 | Greenheck
BD0377.D3040 | 45427 | Exhaust Fan, EF-12, Roof, Library washroom, City Hall | EF-12 | GB-100-4XQD3A | 97I18234 | 1998-06-01 | Greenheck
BD0377.D3040 | 45428 | Exhaust Fan, EF-5, Roof, Mayors Washroom, City Hall | EF-5 | GB-70-4XQDR4 | 97I17354 | 1998-06-01 | Greenheck
BD0377.D3040 | 45429 | Exhaust Fan, EF-32, Roof, Print room hood, City Hall | EF-32 | GB-120-AXQD | 97H18675 | 1998-06-01 | Greenheck
BD0377.D3040 | 45430 | Exhaust Fan, EF-2, Roof, South washrooms, City Hall | EF-2 | GB-90-4XQD | 97I17452 | 1998-06-01 | Greenheck
BD0377.D3040 | 45431 | Exhaust Fan, EF-7, Roof, roof, City Hall | EF-7 | GB-90-4-XQD | 97I17460 | 1998-06-01 | Greenheck
BD0377.D3040 | 45432 | Exhaust Fan, EF-17, Roof, Showers, City Hall | EF-17 | GB-100-4XQD-3A | 97I18236 | 1998-06-01 | Greenheck
BD0377.D3040 | 45433 | Exhaust Fan, EF-18, Roof, Smoke exhaust, City Hall | EF-18 | GB-420-50 | 97I19383 | 1998-06-01 | Greenheck
BD0377.D3040 | 45434 | Exhaust Fan, EF-19, Roof, Smoke exhaust, City Hall | EF-19 | GB-420-50 | 97I19384 | 1998-06-01 | Greenheck
BD0377.D3040 | 45435 | Exhaust Fan, EF-20, Roof, Smoke exhaust, City Hall | EF-20 | GB-420-50 | 97I19385 | 1998-06-01 | Greenheck
BD0377.D3040 | 45436 | Exhaust Fan, EF-21, Roof, Smoke exhaust, City Hall | EF-21 | GB-420-50 | 97I19386 | 1998-06-01 | Greenheck
BD0377.D3040 | 45421 | Exhaust Fan, EF-9, Roof, Council washroom, City Hall | EF-9 | GB-70-4XQDR4 | 97I17351 | 1998-06-01 | Greenheck
BD0377.D3040 | 45422 | Exhaust Fan, EF-25, Roof, Councillors kitchen, City Hall | EF-25 | GB-70-4 | 97I16396 | 1998-06-01 | Greenheck
BD0377.D3040 | 45423 | Exhaust Fan, EF-24, Roof, Councillors washroom, City Hall | EF-24 | GB-70-4 | 97I16395 | 1998-06-01 | Greenheck
BD0377.D3040 | 99794 | Exhaust Fan, EF-3, Roof, 2nd fl. Washroom, City Hall | EF-3 | GB-097-4119XQDR3 | 17779354 | 2021-04-13 | Greenheck
BD0377.D3040 | 56432 | Transfer Fan, TF-10, Electrical Room 229, Data Room 228 Ground Floor Parkade, City Hall | TF-10 | BSQ-140-7 | 97I20025 | 2958352 | Greenheck
BD0377.D3040 | 56433 | Transfer Fan, TF-5, Outside Elevator Machine Room 102, P2, City Hall | TF-5 | BSQ-130-5 | 97I20021 | 2958352 | Greenheck
BD0377.D3040 | 56434 | Transfer Fan, TF-9, Electrical Room 236, Ground Floor, City Hall | TF-9 | SP-260 | 30288 | 2958352 | Greenheck
BD0377.D3040 | 56435 | Transfer Fan, TF-8 Storage Room 109, City Hall | TF-8 |  |  | 2958352
BD0377.D3040 | 56436 | Transfer Fan, TF-7, Elevator Machine Room 108, P2, City Hall | TF-7 | BSQ-130-5 | 97I20020 | 2958352 | Greenheck
BD0377.D3040 | 56437 | Transfer Fan, TF-3, Elevator Machine Room 112, P2, City Hall | TF-3 | BSQ-130-5 | 97I20019 | 2958352 | Greenheck
BD0377.D3040 | 56438 | Transfer Fan, TF-4, ground parking beside elevator shaft, City Hall | TF-4 | 7151 |  | 2958352 | Fasco
BD0377.D3040 | 56439 | Transfer Fan, TF-2, Storage Room 117, P2, City Hall | TF-2 | L900L | 31916M1 | 2958352 | Broan | 901 CFM ceiling suspended ventilators
BD0377.D3040 | 56440 | Transfer Fan, TF-1, Storage Room 119, P2, City Hall | TF-1 | SP264 | 97H08681 | 2958352 | Greenheck
BD0377.D3040 | 56429 | Transfer Fan, TF-13, Room 478 Communications, , City Hall | TF-13 | BSQ-130-5 |  | 2958352 | Greenheck
BD0377.D3040 | 56430 | Transfer Fan, TF-14, Upper roof above south mech room, City Hall | TF-14 | GB-130-3 | 97I15422 | 2958352 | Greenheck
BD0377.D3040 | 56431 | Transfer Fan, TF-12, Upper roof above south mech room, City Hall | TF-12 | GB-130-3 | 97I15421 | 2958352 | Greenheck
BD0377.D3040 | 45447 | Return Fan, RF-8, Mechanical Room 502, for AC8, City Hall | RF-8 | BSQ-360-30 | 97I20145 | 1998-06-01 | Greenheck
BD0377.D3040 | 45448 | Return Fan, RF-9, Mechanical Room 502, for AC9, City Hall | RF-9 | BSQ-180-10 | 97I16146 | 1998-06-01 | Greenheck
BD0377.D3040 | 45417 | Exhaust Fan, EF-14, Men WR 238, Ground Floor, City Hall | EF-14 | GB130-3 | 97I15422 | 2018 | Greenheck
BD0377.D3040 | 45418 | Exhaust Fan, EF-16, Garbage, Loading 231, Ground Floor, City Hall | EF-16 | BSQ-90-7 | 97I17085 | 1998-06-01 | Greenheck
BD0377.D3040 | 45420 | Exhaust Fan, EF-4, Roof, City Hall | EF-4 | GB130-3 | 97115421 | 1998-06-01 | Greenheck
BD0377.D3040 | 45437 | Exhaust Fan, EF-11, Room 204, Library Washrooms, City Hall | EF-11 | BSQ-90-5 | n/a | 1998-06-01 | Greenheck
BD0377.D3040 | 45449 | Supply Fan, SF-1, Parkade, Parkade-P2, City Hall | SF-1 | BSQ-240-50 | N/A | 1998-06-01 | Greenheck
BD0377.D3040 | 45450 | Supply Fan, SF-2, Parkade, P2, City Hall | SF-2 | BSQ-240-50 | 97I19318 | 1998-06-01 | Greenheck
BD0377.D3040 | 45451 | Transfer Fan, TF-17, Data Room 105, P2, City Hall | TF-17 | SP-252 | N/A | 1998-06-01 | Greenheck
BD0377.D3040 | 45452 | Transfer Fan, TF-18, Data room 354, Data room 354, City Hall | TF-18 | SP-252 | N/A | 1998-06-01 | Greenheck
BD0377.D3040 | 45438 | Exhaust Fan, EF-01, Room 402 ceiling, N. Washrooms (Men's), City Hall | EF-01 | BSQ-90-5-R4 | 97117083 | 1998-06-01 | Greenheck
BD0377.D3040 | 45411 | Air Handling Unit, AHU-8, Mechanical Room 502, West Mechanical Room, City Hall | AHU-8 | MCCA021 | 97K18348A | 1998-06-01 | Trane
BD0377.D3040 | 45412 | Exhaust Fan, EF-22, Electrical Room 233, Ground Floor Parkade, City Hall | EF-22 | BSQ-240-30 | 97I16158 | 1998-06-01 | Greenheck
BD0377.D3040 | 45413 | Exhaust Fan, EF-23, Electrical Room 233, Ground Floor Parkade, City Hall | EF-23 | BSQ-240-30 | 97I16159 | 1998-06-01 | Greenheck
BD0377.D3040 | 45414 | Exhaust Fan, EF-26, Parkade, Parkade exhaust, City Hall | EF-26 | BSQ-360-75-R6 | n/a | 1998-06-01 | Greenheck
BD0377.D3040 | 45415 | Exhaust Fan, EF-27, Parkade Exhaust, P2, City Hall | EF-27 | BSQ-360-75 | 97I20147 | 1998-06-01 | Greenheck
BD0377.D3040 | 45439 | Exhaust Fan, TF-20, Parkade storage, Parkade - P2, City Hall | TF-20 | BSQ130-7 | A97H1055 | 1998-06-01 | Greenheck
BD0377.D3040 | 45440 | Filter Bank, FB-1, Electrical Vault, Electrical Room 233, City Hall | FB-1 | N/A | N/A | 1998-06-01 | N/A
|  | Filter Bank, FB-2, Generator Room, City Hall | FB-2
BD0377.D3040 | 45441 | Return Fan, RF-1, For AC1, Mechanical Room.501, City Hall | RF-1 | BSQ-300-15 | 97I16164 | 1998-06-01 | Greenheck
BD0377.D3040 | 45442 | Return Fan, RF-2, Mechanical Room 501, AC2, City Hall | RF-2 | BSQ-420-20 | 97I20148 | 1998-06-01 | Greenheck
BD0377.D3040 | 45443 | Return Fan, RF-3, for AC3 Mechanical Room 501, City Hall | RF-3 | BSQ-200-5 | 97I16150 | 1998-06-01 | Greenheck
BD0377.D3040 | 45444 | Return Fan, RF-4 , for AC4, Mechanical Room 501, City Hall | RF-4 | BSQ-420-30 | 97I20149 | 1998-06-01 | Greenheck
BD0377.D3040 | 45445 | Return Fan, RF-5, For AC5, Mechanical Room 501, City Hall | RF-5 | BSQ-420-30 | 97I20150 | 1998-06-01 | Greenheck
BD0377.D3040 | 45446 | Return Fan, RF-7, Mechanical Room 502, for AC-7, City Hall | RF-7 | BSQ-360-30 | 97I20144 | 1998-06-01 | Greenheck
BD0377.D3040 | 45406 | Air Handling Unit, AHU-3, Mechanical Room 501, East building, City Hall | AHU-3 | MCCA008 | K97K18946A | 1998-06-01 | Trane
BD0377.D3040 | 45407 | Air Handling Unit, AHU-4, Mechanical Room 501, South building, City Hall | AHU-4 | MCCA030 | K97K17711A | 1998-06-01 | Trane
BD0377.D3040 | 45408 | Air Handling Unit, AHU-5, Mechanical Room 501, South building, City Hall | AHU-5 | MCCA025 | K97K18323A | 1998-06-01 | Trane
BD0377.D3040 | 45409 | Air Handling Unit, AHU-9, Mechanical Room 502, Council Chambers, City Hall | AHU-9 | MCCA008 | K97K18961A | 1998-06-01 | Trane
BD0377.D3040 | 45410 | Air Handling Unit, AHU-7, Mechanical Room .502, West mechancial, City Hall | AHU-7 | MCCA025 | 97K18337A | 1998-06-01 | Trane
BD0377.D3040 | 45404 | Air Handling Unit, AHU-1, Mechanical Room 501, South building, City Hall | AHU-1 | MCCA017 | K97K17721A | 1998-06-01 | Trane |  | Mech.Rm.501
BD0377.D3040 | 45405 | Air Handling Unit, AHU-2, Mechanical Room 501, South building, City Hall | AHU-2 | MCCA025 | K97K18263A | 1998-06-01 | Trane
BD0377.D3040 | 56441 | Exhaust Fan, EF-8, City Hall | EF-8 | BSQ-90-3 | 97I17080 | 2958352 | Greenheck
BD0377.D3040 | 56442 | Exhaust Fan, EF-10, City Hall | EF-10 | SP-252 |  | 2958352 | Greenheck
BD0377.D3040 | 56445 | Exhaust Fan, EF-6, Janitors Room, City Hall | EF-6 | SP-252 | 97I1678C | 2958352 | Greenheck
BD0377.D3050 | 75768 | Fan Coil, FC-1 (Meeting Room 308 cooling) Foyer outside of room, City Hall | FC-1 | 209 |  | 2015-02-27 | Delhi |  | New Fan Coil c/w cooling coil. Controlled by JCL
BD0377.D3050 | 93768 | Condensing Unit, HP-1-CU-3, Council Chambers, Ground Floor Parkade, City Hall | HP-1-CU-3 | PUMY-P48NKMU1 | 86U04048C | 2018 | Mitsubishi | split-system heat pump consisting of (2) 2ton R410A Indoor Ceiling casette 4 way located in the Meeting Room 380, Main Floor and (1) 4ton Outdoor unit located in the Parkade, Ground Floor | Ground Level parking Lott
BD0377.D3090 | 75751 | MTEC Chiller -Units 1-4 - Water to Water Units- Room 117, City Hall | MTEC 1-4 | MC802/W | B51689 THX-CH-A-4 | 2015-02-27 | Engineered Air | Model MC802/W, Serial B51689 THX-CH-A-1 to A-4 | Controlled by Delta
|  | Unit Heater, UH-1, Boiler Room 115, P2, City Hall | UH-1 | UHSA100S8DAAE | A97H10811 | 1998 | Trane
|  | Unit Heater, UH-2, Receiving area 231, Receiving area 231, City Hall | UH-2 | UH5A07058DAAE | A97H1055 | 1998 | Trane
BD0378.D3000 | BD0378.D3000 | Public Safety Building - HEATING, VENTILATING AND AIR CONDITIONING
BD0378.D3030 | 45517 | Air Conditioner, AC-1, Computer room #, Public Safety Building | AC-1 | MME018E-PH0 | 86314 | 1996-06-01 | Liebert
BD0378.D3030 | 45518 | Air Conditioner, AC-2, UPS room, Public Safety Building | AC-2 | MME036E-PH1 | 86666 | 1996-06-01 | Liebert
BD0378.D3030 | 45520 | Condensing Unit, CU-1, Roof, for AC1, UPS condensing unit, Public Safety Building | CU-1 | PFH037A-YL7 | Y15EG10251 | 1996-06-01 | Liebert
BD0378.D3030 | 45521 | Condensing Unit, CU-3, Roof, Server room backup condenser, Public Safety Building | CU-3 |  |  | 1996-06-01 | Liebert
BD0378.D3030 | 45523 | Condensing Unit, CU-4, Roof, Public Safety Building | CU4 | RAWD-090 | N/A | 1996-06-01 | Rheem
BD0378.D3030 | 45525 | Air Conditioner, AC-4, Computer room , Public Safety Building | AC-4 | FCA56 | N/A | 1996-06-01 | Comfort-Aire
BD0378.D3030 | 91394 | Condensing Unit, CU-2, Roof, for AC2, Public Safety Building | CU-2 | PUHY-P96TKMU-A | 8XW02475 | 2019-06-20 | Mitsubishi
BD0378.D3030 | 91395 | Fancoil, FC-2A, Server room fancoil, Public Safety Building | FC-2A |  |  | 2019-06-20 | Mitsubishi
BD0378.D3030 | 91397 | Fan Coil, FC-3, Server room backup fancoil, Public Safety Building | FC-3 | MME018E-0PHO |  | 1996-01-01 | Liebert
BD0378.D3030 | 91396 | Fancoil, FC-2B, Server room fancoil, Public Safety Building | FC-2B |  |  | 2019-06-20 | Mitsubishi
BD0378.D3040 | 45485 | Exhaust Fan, EF-1, East parking level, West parking level, Public Safety Building | EF-1 | VIBK-30-W1 | N/A | 1996-06-01 | Carnes
BD0378.D3040 | 45486 | Exhaust Fan, EF-1A, East parking level, East parking level, Public Safety Building | EF-1A | VIBK-30-X1 | N/A | 1996-06-01 | Carnes
BD0378.D3040 | 45487 | Exhaust Fan, EF-03, Elevator room, Elevator room 3, Public Safety Building( RCMP ) | EF-3 | VCDB-095 | N/A | 1996-06-01 | Carnes
BD0378.D3040 | 45488 | Exhaust Fan, EF-03A, Elevator room, Elevator room 3, Public Safety Building ( RCMP ) | EF-3A | VCDB-096 | N/A | 1996-06-01 | Carnes
BD0378.D3040 | 45489 | Exhaust Fan, EF-03B, Elevator room, Elevator room 2, Public Safety Building ( RCMP ) | EF-3B | VCDB-095 | N/A | 1996-06-01 | Carnes
BD0378.D3040 | 45490 | Exhaust Fan, EF-03C, Elevator room, Elevator room 3, Public Safety Building( RCMP ) | EF-3C | VCDB-095 | N/A | 1996-06-01 | Carnes
BD0378.D3040 | 45491 | Exhaust Fan, EF-2, Extended Parking, Extended Parking, PSB ( RCMP ) | EF-2 | VIBK-30-Y1 | N/A | 1996-06-01 | Carnes
BD0378.D3040 | 45492 | Exhaust Fan, EF-4, Flammable Storage, Flammable Storage, Public Safety Building | EF-4 | VIBK-06-L3 | N/A | 1996-06-01 | Carnes
BD0378.D3040 | 99939 | Air Conditioner, AC-3, Computer/Server room #, Public Safety Building | AC-3 | FCA56 |  | 2019-04-03 | Comfort-Aire
BD0378.D3040 | 45493 | Exhaust Fan, EF-7, Lower Roof, Electrical room, Public Safety Building | EF-7 | VEFK-30-V1 | 63391-006 | 1996-06-01 | Carnes
BD0378.D3040 | 45509 | Exhaust Fan, EF-1B, West parking level, West parking level, Public Safety Building | EF-1B | VIBK-30-W1 |  | 1996-06-01 | Carnes
BD0378.D3040 | 45510 | Supply Fan, SF-4, Female Locker Room, Community room, Public Safety Building | SF-4 | VIBK-12-R1 | N/A | 1996-06-01 | Carnes
BD0378.D3040 | 45514 | Filter Bank, FB -2, Electrical Valt, Public Safety Building Electrical Room | FB-2 | N/A | N/A | 1996-06-01 | N/A
BD0378.D3040 | 45515 | Filter Bank, FB-1, Generator Room Exhaust Fan, Public Safety Building Generator Room | FB-1 | N/A | N/A | 1996-06-01 | N/A
BD0378.D3040 | 45483 | Air Handling Unit, AHU-3, S. Roof Mech, 2nd/3rd Floor South, Public Safety Building | AHU-3 | MCCA040 | K96E46255 | 1996-06-01 | Trane
BD0378.D3040 | 45484 | Air Handling Unit, AHU-3, c/w dehumidifier, Underground Parkade, Secure file storage, Public Safety Building | AHU-4 | OHS-018AS | 1115007 | 1996-06-01 | ATS
BD0378.D3040 | 45482 | Air Handling Unit, AHU-2, N. Roof Mech, 2nd/3rd Floor North, Public Safety Building | AHU-2 | MCCA035 | K96E45816 | 1996-06-01 | Trane
BD0378.D3040 | 45511 | Supply Fan, SF-3, Male Locker room, Foyer, Public Safety Building | SF-3 | VIBK-12-M1 | N/A | 1996-06-01 | Carnes
BD0378.D3040 | 45494 | Exhaust Fan, EF-13, Lower Roof, Exam area hood, Public Safety Building | EF-13 | VEBK-10M1 | N/A | 1996-06-01 | Carnes
BD0378.D3040 | 45495 | Exhaust Fan, EF-13A, Roof, Public Safety Building | EF-13A | VEBK10M1 | 63391.003 | 1996-06-01 | Carnes
BD0378.D3040 | 45496 | Exhaust Fan, EF-6, Lower Roof, Salley Port, Public Safety Building | EF-6 | VEBK-18P1 | 633391-004 | 1996-06-01 | Carnes
BD0378.D3040 | 45497 | Exhaust Fan, EF-5, Lower Roof, Weapons room, Public Safety Building | EF-5 | VEBK-10L1 | 633391-003 | 1996-06-01 | Carnes
BD0378.D3040 | 45498 | Exhaust Fan, EF-12B, North Roof Mech. Room, Atrium, Public Safety Building | EF-12B | VIBK-36-C1 | N/A | 1996-06-01 | Carnes
BD0378.D3040 | 45499 | Exhaust Fan, EF-11, Roof, Cells, Public Safety Building | EF-11 | VEBK-18-P1 | 633391-004 | 1996-06-01 | Carnes
BD0378.D3040 | 45500 | Exhaust Fan, EF-9, Roof, Drug room, Public Safety Building | EF-9 | VEBK-10-L1 | 633391-001 | 1996-06-01 | Carnes
BD0378.D3040 | 45501 | Exhaust Fan, EF-10, Roof, Washrooms, north, Public Safety Building | EF-10 | VEBK-10-M1 | 633391-003 | 1996-06-01 | Carnes
BD0378.D3040 | 45502 | Exhaust Fan, EF-8, Roof, Washrooms, south, Public Safety Building | EF-8 | DX14B0 | G10956 | 1996-06-01 | Penn
BD0378.D3040 | 45504 | Exhaust Fan, EF-12, South Roof Mech. Room, Atrium, Public Safety Building | EF-12 | VIBK-06-L | 533391.07 | 1996-06-01 | Carnes
BD0378.D3040 | 45512 | Supply Fan, SF-1, Roof, Stairwell pressure, Public Safety Building | SF-1 | FRA-9 | N/A | 1996-06-01 | Philips Lau
BD0378.D3040 | 45513 | Supply Fan, SF-2, Roof, Stairwell pressure, Public Safety Building | SF-2 | FRA-9 | N/A | 1996-06-01 | Philips Lau
BD0378.D3040 | 45505 | Exhaust Fan, EF-12A, South Roof, Mech. Rm, Atrium, PSB ( RCMP) | EF-12A | VIBK-36-C1 | n/a | 1996-06-01 | Carnes
BD0378.D3040 | 45506 | Exhaust Fan, EF-14, Stationary storage, Work area exh. Hood, PSB ( RCMP ) | EF-14 | VIBK-08-P1 | 633391-003 | 1996-06-01 | Carnes
BD0378.D3040 | 45507 | Exhaust Fan, EF-16, Parkade, parkade, Public Safety Building ( RCMP ) | EF-16 | VIBK-10-M | 633391.009 | 1996-06-01 | Carnes
BD0378.D3040 | 45508 | Exhaust Fan, EF-17, Parkade, parkade, Public Safety Building ( RCMP ) | EF-17 | N/A | N/A | 1996-06-01 | Carnes
BD0378.D3040 | 45481 | Air Handling Unit, AHU-1, Mechanical Room, Ground Floor, Public Safety Building | AHU-1 | MCCA021 | K96E42543 | 1996-06-01 | Trane
BD0378.D3040 | 56446 | Transfer Fan, TF-1, North Prisoner Loading Bay, Public Safety Building | TF-1 | VCDB95 |  | 2958352 | Carnes
BD0378.D3040 | 56447 | Transfer Fan, TF-2, Central Prisoner Loading Bay, Public Safety Building | TF-2 | VCDB95 |  | 2958352 | Carnes
BD0378.D3040 | 56448 | Transfer Fan, TF-3, South Prisoner Loading Bay, Public Safety Building | TF-3 | VCDB95 |  | 2958352 | Carnes
BD0378.D3040 | 56449 | Transfer Fan, TF-4, Women's Dressing Room, Public Safety Building | TF-4 | VCDB95 |  | 2958352 | Carnes
BD0378.D3040 | 56450 | Transfer Fan, TF-5, West Sally Port, Public Safety Building | TF-5 | N/A |  | 2958352 | Carnes
BD0378.D3090 | 75735 | Fan Coil, FC-1 (Aditional Server Room Unit), UPS fancoil, Public Safety Building | FC-1 | MMD36E7PHEDAS36 | Y15EBI0451 | 2015-02-27 | Liebert - Delhi 215 |  | New Fan Coil for Server room controlled by JCL (located outside server room)
BD0380.D3000 | BD0380.D3000 | TC PARK FIELDHOUSE - HEATING, VENTILATING AND AIR CONDITIONING
BD0380.D3020 | 90248 | Furnance, Furn-4, Town Centre Park FieldHouse | FURN-4 | TM9E060B | W1G8047652 | 2019-02-01 | 60 000 BTU - 1200 CFM - 95.5% efficient. - Luxaire | serving 4 bathrooms and officials room
BD0380.D3020 | 45899 | Furnance, Furn-1, Town Centre Park FieldHouse, Services Dressing Room 1 and 2, | FURN - 1 | AUH2B080A9V3V | 10313TRT7G | 2010-11-14 | 80,000 BTU Freedom 92, 2 Stage Variable speed
BD0380.D3020 | 45900 | Furnace, Furn-2, Town Centre Park Fieldhouse, Service for Dressing room 3 and 4, | FURN - 2 | AUH2B080A9V3V | 10245LDWFG | 2010-07-07 | 80,000 BTU, Freedom 92, 2 stage Variable Speed
BD0380.D3020 | 90247 | Furnance, Furn-3, Town Centre Park FieldHouse | FURN - 3 | TM9E080B | W1K8210381 | 2019-02-01 | 80 000 BTU - 1200 CFM - 95.5% efficient. - Luxaire | serving office and ticket booth
BD0380.D3040 | 56452 | Exhaust Fan, EF-1, Mechanical Room, Serves East & West Men's W/R & Janitors Closet, TC Park F/H | EF-1 |  |  | 2958352
BD0380.D3040 | 56453 | Exhaust Fan, EF-2, Mechanical Room, Serves East & West Women's W/R & Ticket Office,TC Park F/H | EF-2 |  |  | 2958352
BD0380.D3040 | 56454 | Exhaust Fan, EF-3, Town Centre Park Fieldhouse, Mechanical Room, Serves Staff Office, | EF-3 |  |  | 2958352
BD0380.D3040 | 56455 | Exhaust Fan, EF-4, Officials Room, TC Park Fieldhouse | EF-4 | Z-6 | 59120 | 2958352 | Penn
BD0380.D3040 | 56456 | Exhaust Fan, EF-5, Staff Office Bathroom, TC Park Fieldhouse | EF-5 | Z-6 | 59121 | 2958352 | Penn
BD0380.D3040 | 56457 | Exhaust Fan, EF-6, Change Room 4, TC Park Fieldhouse | EF-6 | Z-6 | 59120 | 2958352 | Penn
BD0380.D3040 | 56458 | Exhaust Fan, EF-7, TC Park Fieldhouse | EF-7 | Z-6 | 59120 | 2958352 | Penn
BD0380.D3040 | 56459 | Exhaust Fan, EF-8, TC Park Fieldhouse | EF-8 | Z-6 | 59120 | 2958352 | Penn
BD0380.D3040 | 56460 | Exhaust Fan, EF-9, TC Park Fieldhouse | EF-9 | Z-6 | 59120 | 2958352 | Penn
BD0380.D3040 | 56461 | Exhaust Fan, EF-10, Group Storage Room, TC Park Fieldhouse | EF-10 | FU-15UQ4 |  | 2958352 | Panasonic
BD0389.D3000 | BD0389.D3000 | Service Centre - Parks Adminstration Building - HEATING, VENTILATING AND AIR CONDITIONING
BD0389.D3020 | 89154 | Furnace, Furn-1, Service Centre - Parks Adminstration Building | Furn-1 |  |  | 2018-03-22
BD0389.D3020 | 89155 | Furnace, Furn-2, Service Centre - Parks Adminstration Building | Furn-2 |  |  | 2018-03-22
BD0389.D3020 | 89156 | Furnace, Furn-3, Service Centre - Parks Adminstration Building | Furn-3 |  |  | 2018-03-22
BD0389.D3020 | 89157 | Furnace, Furn-4, Service Centre - Parks Adminstration Building | Furn-4 |  |  | 2018-03-22
BD0389.D3020 | 89158 | Furnace, Furn-5, Service Centre - Parks Adminstration Building | Furn-5 |  |  | 2018-03-22
BD0389.D3030 | 89161 | Condensing Unit, CU-2, Service Centre - Parks Adminstration Building | CU-2 |  |  | 2018-03-22
BD0389.D3030 | 89162 | Condensing Unit, CU-3, Service Centre - Parks Adminstration Building | CU-3 |  |  | 2018-03-22
BD0389.D3030 | 89163 | Condensing Unit, CU-4, Service Centre - Parks Adminstration Building | CU-4 |  |  | 2018-03-22
BD0389.D3030 | 89164 | Condensing Unit, CU-5, Service Centre - Parks Adminstration Building | CU-5 |  |  | 2018-03-22
BD0389.D3030 | 89159 | Condensing Unit, CU-1, Service Centre - Parks Adminstration Building | CU-1 |  |  | 2018-03-22
BD0389.D3040 | 89165 | Exhaust Fans, EF-1, Electric Room, Service Centre - Parks Adminstration Building | EF-1 |  |  | 2018-03-22
BD0389.D3040 | 89166 | Exhaust Fans, EF-2, Mens Washroom, Service Centre - Parks Adminstration Building | EF-2 |  |  | 2018-03-22
BD0389.D3040 | 89167 | Exhaust Fans, EF-3, Wemens Washroom, Service Centre - Parks Adminstration Building | EF-3 |  |  | 2018-03-22
BD0389.D3040 | 89168 | Exhaust Fans, EF-4, Custodial/Utilityl Room, Service Centre - Parks Adminstration Building | EF-4 |  |  | 2018-03-22
BD0389.D3040 | 89169 | Exhaust Fans, EF-5, Shower Room, Service Centre - Parks Adminstration Building | EF-5 |  |  | 2018-03-22
BD0389.D3040 | 89170 | Exhaust Fans, EF-6, Change Room, Service Centre - Parks Adminstration Building | EF-6 |  |  | 2018-03-22
BD0389.D3040 | 89171 | Exhaust Fans, EF-7, Change Room, Service Centre - Parks Adminstration Building | EF-7 |  |  | 2018-03-22
BD0389.D3040 | 89172 | Exhaust Fans, EF-9, Accessible Washroom, Service Centre - Parks Adminstration Building | EF-9 |  |  | 2018-03-22
BD0390.D3000 | BD0390.D3000 | TC WY TRAILER - HEATING, VENTILATING AND AIR CONDITIONING
BD0390.D3000 | 77663 | Heat Pump, HPS-1, Outside Pad, Town Center Works Yard Trailer | HPS-1 | PH16NA036-B | 4215E18199 | 2016-03-02 | Payne condensing unit | Works with FURN-1
BD0390.D3020 | 77662 | Furnance, Furn-1 (electric), Closet, Town Center Works Yard Trailer | FURN-1 | FB4CNF036 | 5115A86877 | 2015-09-01 | Carrier Electric furnace heater | works with HPS-1 | 208/230 V. 1/2 hp, 1 phase.
BD0391.D3000 | BD0391.D3000 | TC WORKSHOP - HEATING, VENTILATING AND AIR CONDITIONING
BD0391.D3020 | 70175 | Unit Heater, Bay Heater, TC Workshop | AHU-3 |  |  | 2023-05-05 | 180 000 BTU condensing unit heater
BD0392.D3000 | BD0392.D3000 | SERVICE CENTRE- WATER/SEWER UTILITY BULDING - HEATING, VENTILATING AND AIR CONDITIONING
BD0392.D3020 | 45814 | Unit Heater, UH-3, Lower Cage, Lower Cage, Service Centre Utility | UH-3 | UEZ 180 | BXH3062047253 | 2024-11-01 | Reznor
BD0392.D3020 | 45815 | Unit Heater, UH-4, Lower Cage, Lower Cage, Service Centre Utility | UH-4 | UEZ 180 | BXH3062047255 | 2024-11-12 | Reznor
BD0392.D3020 | 45816 | Unit Heater, UH-1, Stores, Stores, Service Centre Utility | UH-1 | UEZ-55 | BXI3062055522 | 2024-11-01 | Reznor
BD0392.D3020 | 45817 | Unit Heater, UH-2, Stores, Stores, Service Centre Utility | UH-2 | UEZ-55 | BXI3062055521 | 2024-11-01 | Reznor
Ductless Heatpump 1, SCADA Room HP-1, indoor unit - mistubishi
Ductless Heatpump 2, SCADA Room HP-2, indoor unit - mitsubishi
Ductless Heatpump 1, SCADA Room HP-1, outdoor unit - mitsubishi
Ductless Heatpump 2, SCADA Room HP-2, outdoor unit - mitsubishi
BD0392.D3020 | 45811 | Air Conditioner, AC-4, Heat Pump Stores Office, Service Center Roof, Service Centre Utility | AC-4 | 5011Q019ZMC01 | 2295V29116 | 1994-06-01 | Carrier
BD0392.D3020 |  | Rooftop, RTU-3, HVAC unit, serving roads department, Service Centre Utility Building | RTU-3 | RQ-004-4-VE60E-33B
BD0392.D3020 |  | Rooftop, RTU-4, HVAC unit, serving roads department, Service Centre Utility Building | RTU-4 | RQ-005-4-VE60E-33B
|  | Rooftop, RTU-5, HVAC unit, serving roads department, Service Centre Utility Building | RTU-5 | RQ-004-4-VE60E-33B
BD0392.D3020 | 77664 | Rooftop, RTU-1, HVAC Unit, serving main floor, Roof, Service Centre Utility Building | RTU-1 | 48TCED12A2A1A0A0A0 | 4915P38024 | 2016-05-01 | Carrier | 10 ton Rooftop HVAC Unit with economizer
BD0392.D3030 | 45818 | Condensing Unit, CU-1, ground, SCADA Room, Service Centre Utility, Service Centre Utility | CU-1 | TCGD48S43S1A | WOM8471989 | 2009-08-09 | York
BD0392.D3030 | 45819 | Condensing Unit, CU-2, ground, SCADA Room, Service Centre Utility | CU-2 | TCGD48S43S1A | WOM8471973 | 2009-08-09 | York
BD0392.D3030 | 45821 | Humidifier, HUM-1, Wall mounted, SCADA Room, Service Centre Utility | HUM-1 | SK300 |  | 2009-08-09 | Neptronic
BD0392.D3030 | 45820 | Air Handling Unit, AHU-1, Ceiling, SCADA Room, Service Centre Utility | AHU-1 | XTI033X051-BAFA | AGVMNT0060 | 2009-08-09 | York
BD0392.D3040 | 45804 | Exhaust Fan, EF-8, Electrial Room, Service Centre Utility | EF-8 | DUA-12 | N/A | 1994-06-01 | Delhi
BD0392.D3040 | 45805 | Exhaust Fan, EF-5, Roof, Service Centre Utility | EF-5 | DUA-7 | N/A | 1994-06-01 | Lau
BD0392.D3040 | 64424 | Rooftop HVAC Unit, RTU-2, Service Centre Roof, Serving 2nd Floor, Service Centre Utility | RTU-2 | 48TCED12A2A1A0A0A0 | 2113G10071 | 2013-12-30 | north RTU with new 10 ton Carrier unit
BD0392.D3040 | 96179 | Exhaust Fan, EF-3, Electrial Room, Service Centre Utility | EF-3 | DUA-12 |  | 1994-01-01 | Delhi
BD0394.D3000 | BD0394.D3000 | CHARLES BEST Fieldhouse - HEATING, VENTILATING AND AIR CONDITIONING
BD0394.D3020 | 45706 | Force Flow heater 1, Change Room Wall Mounted, Change Room, Charles Best FieldHouse | FC-1 | CUH-7 |  | 2005-06-01 | Engineered Air
BD0394.D3020 | 45707 | Force Flow heater 2, Change Room Wall Mounted, Change Room, Charles Best FieldHouse | FC-2 | CUH-7 |  | 2005-06-01 | Engineered Air
BD0394.D3020 | 45708 | Convertor Radiator, Con-1, Mechanical Room Wall Mounted, Charles Best FieldHouse | Con-1 | C-1W |  | 2005-06-01 | Engineered Air
BD0394.D3020 | 95775 | Radiant Heater, IH-01, (Convertor Radiator) - Storage Rooms, Charles Best Fieldhouse | IH-01 |  |  | 1995-01-01
BD0394.D3040 | 45698 | Exhaust Fan, EF-4, H/C Washroom Celing, Washroom, Charles Best FieldHouse | EF-4 | SP-A125 |  | 2005-06-01 | Greenheck
BD0394.D3040 | 45699 | Exhaust Fan, EF-5, Janitors Room Celing, Janitors Room, Charles Best Fieldhouse | EF-5 | SP-A125 |  | 2005-06-01 | Greenheck
BD0394.D3040 | 45700 | Exhaust Fan, EF-6, Concession Celing, Concession, Charles Best FieldHouse | EF-6 | SP-A125 |  | 2005-06-01 | Greenheck
BD0394.D3040 | 45695 | Exhaust Fan, EF-1, Mechanical Room Celing, Change Room, Charles Best Fieldhouse | EF-1 | CSP-A700 |  | 2005-06-01 | Greenheck
BD0394.D3040 | 45696 | Exhaust Fan, EF-2, Mechanical Room Celing, Change Room, Charles Best Fieldhouse | EF-2 | CSP-A700 |  | 2005-06-01 | Greenheck
BD0394.D3040 | 45697 | Exhaust Fan, EF-3, H/C Washroom Celing, Washroom, Charles Best Fieldhouse | EF-3 | SP-A125 |  | 2005-06-01 | Greenheck
BD0395.D3000 | BD0395.D3000 | SERVICE CENTRE GARAGE - HEATING, VENTILATING AND AIR CONDITIONING
BD0395.D3020 | 104156 | Furnace, Furn-1, York, Furnance Room, Service Centre Garage, Service Centre - Vehicle Service Building | FURN-1 | TM9V080C16MP12CA | W2K1493846 | 2022-04-16 | York furnace | Replacement York Furnace serving office area
BD0395.D3020 | 45857 | Unit Heater, UH-1, Sm Motors Shop, Service Centre Garage, Service Centre - Vehicle Service Building | UH-1 | PAE200AC0111 | 30011011896-8276 | 1950-06-01 | Modine
BD0395.D3020 | 65318 | Heat Pump Condensing Unit, HPS-1, Roof, Service Centre Garage, Service Centre - Vehicle Service Building | HPS-1 | 48TCED09A5AOAOAO | 0112G20206 | 2013-06-28 | York Heat Pump | RTU replaced with York heat pump
BD0395.D3040 | 45841 | Exhaust Fan, EF-14, Roof, Service Centre - Vehicle Service Building | EF-14 | DX14B | 816433 | 1950-06-01 | Penn
BD0395.D3040 | 45842 | Supply Fan, SF-1, Roof, Service Centre - Vehicle Service Building | SF-1 | RX-300S | 702N817 | 1950-06-01 | Reznor
BD0395.D3040 | 45843 | Supply Fan, SF-2, Roof, Service Centre - Vehicle Service Building | SF-2 | RX-300S | 702N814 | 1950-06-01 | Reznor
BD0395.D3040 | 45844 | Supply Fan, SF-3, Roof, Service Centre - Vehicle Service Building | SF-3 | RX-300S | 702N816 | 1950-06-01 | Reznor
BD0395.D3040 | 45828 | Exhaust Fan, EF-1, Roof, Service Centre - Vehicle Service Building | EF-1 | 25029 | 590 | 1950-06-01 | Anderson
BD0395.D3040 | 45829 | Exhaust Fan, EF-2, Roof, Service Centre - Vehicle Service Building | EF-2 | L324 | N/A | 1950-06-01 | Domex
BD0395.D3040 | 45830 | Exhaust Fan, EF-3, Roof, Service Centre - Vehicle Service Building | EF-3 | L324 | N/A | 1950-06-01 | Domex
BD0395.D3040 | 45831 | Exhaust Fan, EF-4, Roof, Service Centre - Vehicle Service Building | EF-4 | PR82 | HT31850 | 1950-06-01 | Centrimaster
BD0395.D3040 | 45832 | Exhaust Fan, EF-5, Roof, Service Centre - Vehicle Service Building | EF-5 | 12K | 46549 | 1950-06-01 | Aerofoil
BD0395.D3040 | 45833 | Exhaust Fan, EF-6, Roof, Service Centre - Vehicle Service Building | EF-6 | PR73 | HT31840 | 1950-06-01 | Centrimaster
BD0395.D3040 | 45834 | Exhaust Fan, EF-7, Roof, Service Centre - Vehicle Service Building | EF-7 | PR76 | HT31846 | 1950-06-01 | Centrimaster
BD0395.D3040 | 45835 | Exhaust Fan, EF-8, Roof, Service Centre - Vehicle Service Building | EF-8 | PR10B6 | HT31849 | 1950-06-01 | Centrimaster
BD0395.D3040 | 45836 | Exhaust Fan, EF-9, Roof, Service Centre - Vehicle Service Building | EF-9 | B1-13 | 1995 | 1950-06-01 | Delhi
BD0395.D3040 | 45837 | Exhaust Fan, EF-10, Roof, Service Centre - Vehicle Service Building | EF-10 | TEFC154 | F0359 | 1950-06-01 | Trimetal
BD0395.D3040 | 45838 | Exhaust Fan, EF-11, Roof, Service Centre - Vehicle Service Building | EF-11 | BI-13 | 1995 | 1950-06-01 | Delhi
BD0395.D3040 | 45839 | Exhaust Fan, EF-12, Roof, Service Centre - Vehicle Service Building | EF-12 | PR76 | HT31847 | 1950-06-01 | Centrimaster
BD0395.D3040 | 55952 | Rooftop Gas, RTU-1 HVAC Unit, Roof, Service Centre - Vehicle Service Building | RTU-1 | 48Tced09A2A5-0A0A0 | 0112G20206 | 2011-12-12 | Carrier, 8.5 Tons,
BD0395.D3040 | 56481 | Supply Fan, SF-4, Roof, Service Centre - Vehicle Service Building | SF-4 | RX-300S | VH702N813 | 2958352 | Reznor
BD0400.D3000 | BD0400.D3000 | ANIMAL SHELTER - HEATING, VENTILATING AND AIR CONDITIONING
BD0400.D3000 | 52368 | Exhaust Fans, EF-1, Roof , Dog Kennals, Animal Shelter | EF-1 | PX185 | 20038 |  | Penn
BD0400.D3000 | 52369 | Exhaust Fans, EF-2, Roof, Dog Kennals, Animal Shelter | EF-2 | DX165 | 20036 |  | Penn
BD0400.D3000 | 52370 | Exhaust Fans, EF-3, Roof, Dog Kennals, Animal Shelter | EF-3 | DX165 | ?????? |  | Penn
BD0400.D3000 | 52371 | Exhaust Fans, EF-4,Ceiling, Pet Wash-Food Storage, Animal Shelter | EF-4 | Z-8 SH | ???? |  | Penn
BD0400.D3000 | 52372 | Exhaust Fans, EF-5, Ceiling, Bathrooms, Animal Shelter | EF-5 | Z-6 S/H | ????? |  | Penn
BD0400.D3000 | 52373 | Exhaust Fans, EF-6, Ceiling, Cat Room, Animal Shelter | EF-6 | Z6 S/H | ?????? |  | PENN
BD0400.D3000 | 52374 | Exhaust Fans, EF-7, Ceiling, Cat Room, Animal Shelter | EF-7 | Z-8 S/H | ????? |  | PENN
BD0400.D3000 | 52375 | Exhaust Fans, EF-8, Ceiling, Bath Room, Animal Shelter | EF-8 | ECF-50 |  |  | NUTONE
BD0400.D3000 | 52376 | Exhaust Fans, EF-11, Roof, Electrical Room, Animal Shelter | EF-11 | DX-113R | 20037 |  | PENN
BD0400.D3020 | 116224 | Furnance, Furn-1 with indoor heat pump coil, Mechanical Room , Main and Upper Floor, Animal Shelter | FURN-1 | 97G2UH135DV20-51 | 1724B37340 | 2024-09-06 | Mechanical Room |  | Ducane
|  | Outdoor Heat Pump Unit, HP-1, Serves Main and Upper Floor, Animal Shelter | HP-1 | 4HP17L48P-51A | 1923F22688 | 2024-09-06 |  |  | Ducane
HP 2 INDOOR EAST ANIMAL KENNEL
HP 2 OUTDOOR EAST ANIMAL KENNEL OUTSIDE BACK DOOR
HP 3 INDOOR MIDDLE ANIMAL KENNEL
HP 3 OUTDOOR MIDDLE ANIMAL KENNEL OUTSIDE BACK DOOR
HP 4 INDOOR WEST ANIMAL KENNEL
HP 4 OUTDOOR WEST ANIMAL KENNEL OUTSIDE BACK DOOR
BD0400.D3040 | 56494 | Exhaust Fan, EF-9, Animal Shelter | EF-9 | DX16VSR | 59271 | 2001-01-01 | Penn
BD0400.D3040 | 56492 | Condensing Unit, CU-1, Animal Shelter | CU-1 | YCJF48S4151A | WOE9822357 | 2011-08-16 | York
BD0400.D3040 | 56493 | FAN COIL, FC-1A, Animal Shelter | FC-A1 | CA060A8E6X0F3 | S0605070292 | 2015-01-01 | Summit
BD0400.D3040 |  | Ductless Heat Pump HP-1 - Dog Kennel | HP-1 | PEFY-P36NMAU-E4 | PUMY-P36NKMU3 |  | Mitsubishi Electric
BD0400.D3040 |  | Ductless Heat Pump HP-2 - Dog Kennel | HP-2 | PEFY-P36NMAU-E4 | PUMY-P36NKMU3 |  | Mitsubishi Electric
BD0400.D3040 |  | Ductless Heat Pump HP-3 - Dog Kennel | HP-3 | PEFY-P36NMAU-E4 | PUMY-P36NKMU3 |  | Mitsubishi Electric
BD0401.D3000 | 95772 | Exhaust Fans - EF-1, BURQ GARDEN W/R | EF-1 |  |  | 1999-07-01
BD0403.D3000 | BD0403.D3000 | Town Centre Park Community Centre - HEATING, VENTILATING AND AIR CONDITIONING
BD0403.D3030 | 114496 | Split Air Conditioning Unit, AC-1 / CU-1, Electrical Room / Roof, Town Centre Park Community Centre | AC-1 / CU-1 | AC036BXADCH | BLT8P3CW600047L |  | Electrical Room / Roof |  | Samsung
BD0403.D3030 | 114499 | VRF Condensing Unit, CU-1, Roof, Town Centre Park Community Centre | CU-1 | DVM S | BNRGP3GW500003Z |  | Roof |  | Samsung
BD0403.D3030 | 114500 | VRF Condensing Unit, CU-2, Roof, Town Centre Park Community Centre | CU-2 | DVM S | BNRGP3GW500016Z / BNR4P3GW500019F |  | Roof |  | Samsung
BD0403.D3030 | 114501 | VRF Fan Coil Unit, FCU-1-1, Print 104, Town Centre Park Community Centre | FCU-1-1 | AM012ANMDCH/AA | 0VT4PALW500021P |  | Print 104 |  | Samsung
BD0403.D3040 | 114495 | Heat Recovery System, HRV-1, Roof, Town Centre Park Community Centre | HRV-1 | OABD108F3-C1B401KM-D3J00CB0004000C0 | 354400-1-1 AND 354400-2-1 |  | Roof |  | Trane
BD0403.D3040 | 114497 | Exhaust Fan, EF-1, Roof, Town Centre Park Community Centre | EF-1 | G-095-VG-1-17-X | 22806441 |  | Roof |  | Greenheck
BD0403.D3040 | 114502 | VRF Fan Coil Unit, FCU-1-2, Storage 101, Town Centre Park Community Centre | FCU-1-2 | AM012ANMDCH | 0VT4PALW500020A |  | Storage 101 |  | Samsung
BD0403.D3040 | 114503 | VRF Fan Coil Unit, FCU-1-3, Lounge 114, Town Centre Park Community Centre | FCU-1-3 | AM030ANHDCH | 0VT7PALW500081B |  | Lounge 114
BD0403.D3040 | 114504 | VRF Fan Coil Unit, FCU-1-4, Multi-Purpose Room 113, Town Centre Park Community Centre | FCU-1-4 | AM024ANHDCH | 0VT6PALW400219B |  | Multi-Purpose Room 113 |  | Samsung
BD0403.D3040 | 114505 | VRF Fan Coil Unit, FCU-1-5, Lounge 114, Town Centre Park Community Centre | FCU-1-5 | AM012ANMDCH/AA | 0VT4PALW500010V |  | Lounge 114 |  | Samsung
BD0403.D3040 | 114506 | VRF Fan Coil Unit, FCU-1-6, Corridor 100B, Town Centre Park Community Centre | FCU-1-6 | AM018ANMDCH | 0VT5PALW500191L |  | Corridor 100B |  | Samsung
BD0403.D3040 | 114507 | VRF Fan Coil Unit, FCU-1-7, Staff Room 107, Town Centre Park Community Centre | FCU-1-7 | AMA030ANHDCH | 0VT7PALW500109F |  | Staff Room 107 |  | Samsung
BD0403.D3040 | 114508 | VRF Fan Coil Unit, FCU-1-8, Art Studio 110, Town Centre Park Community Centre | FCU-1-8 | AMA030ANHDCH | 0VT7PALW500110L |  | Art Studio 110 |  | Samsung
BD0403.D3040 | 114509 | VRF Fan Coil Unit, FCU-2-1, Living/Display 202, Town Centre Park Community Centre | FCU-2-1 | AM030ANHDCH/AA | 0VT7PALW500082K |  | Living/Display 202 |  | Samsung
BD0403.D3040 | 114510 | VRF Fan Coil Unit, FCU-2-2, Lobby 201, Town Centre Park Community Centre | FCU-2-2 | AM036ANHDCH | 0VT1PALW400038J |  | Lobby 201 |  | Samsung
BD0403.D3040 | 114511 | VRF Fan Coil Unit, FCU-2-3, Multi-Purpose Room 209, Town Centre Park Community Centre | FCU-2-3 | AM024ANHDCH/AA | 0VT6PALW400206B |  | Multi-Purpose Room 209 |  | Samsung
BD0403.D3040 | 114512 | VRF Fan Coil Unit, FCU-2-4, Welcome 201, Town Centre Park Community Centre | FCU-2-4 | AM024ANHDCH/AA | 0VT6PALW400209F |  | Welcome 201 |  | Samsung
BD0403.D3040 | 114513 | VRF Fan Coil Unit, FCU-2-5, Multi-Purpose Room 205, Town Centre Park Community Centre | FCU-2-5 | AM030ANHDCH | 0VT7PALW500086P |  | Multi-Purpose Room 205 |  | Samsung
BD0403.D3040 | 114514 | VRF Fan Coil Unit, FCU-2-6, Flex Zone 204, Town Centre Park Community Centre | FCU-2-6 | AM030ANHDCH/AA | 0VT7PALW500079R |  | Flex Zone 204 |  | Samsung
BD0403.D3040 | 114515 | VRF Fan Coil Unit, FCU-2-7, Living/Display 202, Town Centre Park Community Centre | FCU-2-7 | AM036ANHDCH | 0VT1PALW400045H |  | Living/Display 202 |  | Samsung
BD0403.D3040 | 114516 | VRF Fan Coil Unit, FCU-2-8, Living/Display 202, Town Centre Park Community Centre | FCU-2-8 | AM036ANHDCH | 0DT1PALW400046E |  | Living/Display 202 |  | Samsung
BD0403.D3050 | 114498 | Electric Door Air Curtain, DAC-1, Lobby 201, Town Centre Park Community Centre | ACH-1 | ALC08-1072EX-112 | ALC08-1072EX-112-WCA/195992/1-1 |  | Lobby 201 |  | Berner
BD0412.D3000 | BD0412.D3000 | Poirier Sport and Leisure Complex/ PSLC ( Pool ) - HEATING, VENTILATING AND AIR CONDITIONING
BD0412.D3030 | 45255 | Air Conditioner, HP-1-AC-1, IT Room,Chemical Filter Room, Basement, PSLC Pool | HP-1-AC-1 | GAM6B0A18M11EAB | 21491MA61V | 2023-06-06 | Trane |  | Trane
BD0412.D3030 | 45257 | Condensing Unit, HP-1-CU-1, AC-1, IT Room, Roof, PSLC Pool | HP-1-CU-1 | 4TTR5018N1000AA | 224252AP3F | 2023-06-06 | Trane XR |  | Trane XR
BD0412.D3040 | 45265 | Heat Pump, HP-2 (AHU-8), Multipurpose Room 103, PSLC Pool | HP-2 ( AHU-8) | EC018-1VTN | NE111762 | 2008-01-01 | Florida Heat Pump |  | Florida Heat Pump
BD0412.D3040 | 45266 | Heat Pump, HP-3 (AHU-9), Chemical Filter Room, PSLC Pool | HP-3 (AHU-9) | EC070-5HZN | NE111341 | 2008-01-01 | Florida Heat Pump |  | Florida Heat Pump
BD0412.D3040 | 51688 | Exhaust Fan, EF-11, Chiller, Ozone Room, PSLC Pool | EF-11 | DSQ-B-15 |  | 2010-01-01 | Delhi Blowers | Load: 1 HP, Volts: 575, Phase: 3 | Delhi Blowers
BD0412.D3040 | 51690 | Supply Fan, SF-1, Chiller Supply Fan, PSLC ( Pool ) | SF-1 |  |  | 2010-01-01 | Manufacturer: Delhi | Load: 1 HP, Volts: 575, Phase: 3
BD0412.D3040 | 51689 | Exhaust Fan, EF-114, Fire Pump Enclosure, PSLC Pool | EF-114 | LABK24PIAIUP04F | 444121.002 | 2010-01-01 | Carnes | Load: 3/4 HP, Volts: 208, Phase: 3 | Carnes
BD0412.D3040 | 45267 | Exhaust Fan, EF-1, Chemical Filter Room, Basement, PSLC Pool | EF-1 | DSQ-B-15 |  | 2008-01-01 | Delhi Blowers |  | Delhi Blowers
BD0412.D3040 | 45268 | Exhaust Fan, EF-2, Boiler Room, Ozone Generator Room, Basement, PSLC Pool | EF-2 | BSQ-80-4 | 06A11837 | 2008-01-01 | Greenheck |  | Greenheck
BD0412.D3040 | 51594 | Exhaust Fan, EF-101, 1040, Dryer Booster, PSLC Pool | EF-101 | CVS275A SI |  | 2010-10-30 | Dryer Booster | Load: Frac (HP), Volts: 115, Phase: 1
BD0412.D3040 | 45269 | Exhaust Fan, EF-3, Chlorine Room, Recycling Room, PSLC Pool | EF-3 | BSQ-80-4 |  | 2008-01-01 | Greenheck
BD0412.D3040 | 45270 | Exhaust Fan, EF-4, Pool Storage Room 132, Main Floor, PSLC Pool | EF-4 | CSP-A390 |  | 2008-01-01 | Greenheck
BD0412.D3040 | 45271 | Exhaust Fan, EF-5, WR102, Pool Viewing, PSLC Pool | EF-5 | CSP-B200 | 71730099 | 2008-01-01 | Greenheck
BD0412.D3040 | 45272 | Exhaust Fan, EF-6, WR 211, 2nd Floor, PSLC Pool | EF-6 | CSP-B200 |  | 2008-01-01 | Greenheck
BD0412.D3040 | 45273 | Exhaust Fan, EF-7, WR 210, 2nd Floor, PSLC Pool | EF-7 | CSP-B200 | 71631855 | 2008-01-01 | Greenheck |  | Greenheck
BD0412.D3040 | 45274 | Exhaust Fan, EF-8, Storage Room 209, 2nd Floor, PSLC Pool | EF-8 | CSP-A250 |  | 2008-01-01 | Greenheck |  | Greenheck
BD0412.D3040 | 45275 | Exhaust Fan, EF-9, Electrical Room, Basement, PSLC Pool | EF-9 | BSQ-140-7 | 06A11833 | 2008-01-01 | Greenheck |  | Greenheck
BD0412.D3040 | 45276 | Exhaust Fan, EF-10, Elevator Machine Room, Basement, PSLC Pool | EF-10 | SQ-95-D | 06A11864 | 2008-01-01 | Greenheck |  | Greenheck
BD0412.D3040 | 45258 | Air Handling Unit, AHU-1, Natatorium, Roof, PSLC Pool | AHU-1 | PV-M2P-8728-PVP | 52863 HW COIL | 2008-01-01 | Des Champs | Charcoal Filter: 20- 20x20x2 | Des Champs
BD0412.D3040 | 45259 | Air Handling Unit, AHU-2, Natatorium, Roof, PSLC Pool | AHU-2 | PV-M2P-8728-PVP | 52863 HW COIL | 2008-01-01 | Des Champs | Charcoal Filter: 20- 20x20x2 | Des Champs
BD0412.D3040 | 45260 | Air Handling Unit, AHU-3, Change Room, Roof, PSLC Pool | AHU-3 | PV-MZS-55050-0006 | ORDER NO: 52863, SHOP NO: 62034 | 2008-01-01 | Des Champs | Charcoal Filter: 12- 16x20x2 | Des Champs
BD0412.D3040 | 45261 | Air Handling Unit, AHU-4, Administration, Roof, PSLC Pool | AHU-4 | YSC072AWEMAZ2JSD | 628101636L | 2008-01-01 | Trane | Charcoal Filter: 4- 16x25x2 | Trane
BD0412.D3040 | 45262 | Air Handling Unit, AHU-5, Fitness-North, Roof, PSLC Pool | AHU-5 | YCD180BWLCHB | 622100861D | 2008-01-01 | Trane | Charcoal Filter: 6- 20x25x2 | Trane
BD0412.D3040 | 45263 | Air Handling Unit, AHU-6, Fitness-South, Roof, PSLC Pool | AHU-6 | YCD180BWLCHB | 622100926D | 2008-01-01 | Trane | Charcoal Filter: 4- 20x25x2 & 2- 20x25x2 | Trane
BD0412.D3040 | 45264 | Air Handling Unit, AHU-7, Leasable Space, Roof, PSLC Pool | AHU-7 | YSC048A3EMA2MD | 626100777L | 2008-01-01 | Trane | Charcoal Filter: 2- 20x25x1 | Trane
BD0412.D3040 | 93128 | Supply Fan, SF-3, AHU-1, AHU-2, Attached to side of AHU1&2, Supply Fan, PSLC ( Pool ) | SF-3 | ACH550-BDR-011A-6+BD058+E213+F267 | 2181900229 | 2019-07-06 | Manufacturer: ABB | Load: 1 HP, Volts: 575, Phase: 3
BD0412.D3040 | 93125 | Supply Fan, SF-2, AHU-1, AHU-2, Attached to side of AHU1&2, Supply Fan, PSLC ( Pool ) | SF-2 | ACH550-BDR-011A-6+BD058+E213+F267 | 2181900200 | 2018-07-06 | Manufacturer: ABB | Load: 1 HP, Volts: 575, Phase: 3
|  | Radiant Panel, RP-1, Lobby 101, PSLC Pool |  | Frenger L-3 Twa panel systems |  | 2008 | Sterling
|  | Radiant Panel, RP-2, Lobby 101 above entrance door, PSLC Pool |  | Frenger L-3 Twa panel systems |  | 2008 | Sterling
|  | Radiant Panel, RP-3, Storage behind Reception 1001, PSLC Pool |  | Frenger L-3 Twa panel systems |  | 2008 | Sterling
|  | Radiant Panel, RP-4, Office 105, PSLC Pool |  | Frenger L-3 Twa panel systems |  | 2008 | Sterling
|  | Radiant Panel, RP-5, Change Corridor 116, outside Admin Office, PSLC Pool |  | Frenger L-3 Twa panel systems |  | 2008 | Sterling
|  | Radiant Panel, RP-6, Change Corridor 116, opposite the stairwell, PSLC Pool |  | Frenger L-3 Twa panel systems |  | 2008 | Sterling
|  | Radiant Panel, RP-7, Change Corridor 116, opposite Universal CR, PSLC Pool |  | Frenger L-3 Twa panel systems |  | 2008 | Sterling
|  | Radiant Panel, RP-8, Change Corridor 116, opposite Universal CR, PSLC Pool |  | Frenger L-3 Twa panel systems |  | 2008 | Sterling
|  | Radiant Panel, RP-9, Change Corridor 116, outside Women CR, PSLC Pool |  | Frenger L-3 Twa panel systems |  | 2008 | Sterling
|  | Radiant Panel, RP-10, Change Corridor 116, outside Men CR, PSLC Pool |  | Frenger L-3 Twa panel systems |  | 2008 | Sterling
BD0421.D3000 | BD0421.D3000 | PSLC ( Arena ) - HEATING, VENTILATING AND AIR CONDITIONING
BD0421.D3040 | 51602 | Exhaust Fan, (EF-110), Storage Room 1059, Exhaust, PSLC (ARENA) | EF-110 | Z12S TDA |  | 2010-10-30 | Manufacturer: Penn | Load: Frac (HP), Volts: 115, Phase: 1
BD0421.D3040 | 51603 | Exhaust Fan, EF-111, Electrical Room 1073, Arena 1, PSLC Arena | EF-111 | Z12S TDA |  | 2010-10-30 | Manufacturer: Penn | Load: Frac (HP), Volts: 115, Phase: 1
BD0421.D3040 | 51604 | Exhaust Fan, EF-112, Staff WR 1130, Arena 2, PSLC Arena | EF-112 | Z12S TDA VCDK009C*0 |  | 2010-10-30 | Carnes | Load: Frac (HP), Volts: 115, Phase: 1
BD0421.D3040 | 51605 | Exhaust Fan, EF-113, Ticket 1003, Arena 1, PSLC Arena | EF-113 | FQTR 110 |  | 2010-10-30 | Manufacturer: Broan | Load: Frac (HP), Volts: 115, Phase: 1
BD0421.D3040 | 51606 | Exhaust Fan, EF-201, Kitchen WR 2043, Arena 2, PSLC Arena | EF-201 | VCDK009C*0 |  | 2010-10-30 | Manufacturer: Carnes | Load: Frac (HP), Volts: 115, Phase: 1
BD0421.D3040 | 51642 | Supply Heat Pump, HPS-123, Storage 1027, Arena 1, PSLC Arena | HPS-123 | EC036-3HZC | SH120941 | 2010-10-30 | Manufacturer: Florida Heat Pump | Load: 16.4 MCA, Volts: 208, Phase: 3
BD0421.D3040 | 51649 | Supply Heat Pump, HPS-205, Viewing 2033 and 2034, Multi Purpose 2031, Arena 2, PSLC Arena | HPS-205 | EC024-3HZC | SH120917 | 2010-10-30 | Manufacturer: Florida Heat Pump | Load: 10.0 MCA, Volts: 208, Phase: 3
BD0421.D3040 | 51651 | Supply Heat Pump, HPS-208, Concourse 2012, Arena 1, PSLC Arena | HPS-208 | EC030-3HZC |  | 2010-10-30 | Manufacturer: Florida Heat Pump | Load: 13.0 MCA, Volts: 208, Phase: 3
BD0421.D3040 | 51601 | Exhaust Fan, (EF-109), Office W/R 1092, Exhaust, PSLC (ARENA) | EF-109 | VCDK009C |  | 2010-10-30 | Manufacturer: Carnes | Load: Frac (HP), Volts: 115, Phase: 1
|  | Supply Heat Pump, HPS-210, Concourse 2013, Arena 1, PSLC Arena | HPS-210 | EC060-3H2C-FRS | 3540-305-000001-T111M55902 | 2010-10-30 | FHP Manufacturing
BD0421.D3040 | 52247 | Supply Heat Pump, HPS-211 ,Express/Adanac Change room ( Rm 35), PSLC (ARENA) | HPS-211 | EC030-3HZC | 3540-1-3-00001 T111M24438 | 2011-04-01 | Manufacturer: Florida Heat Pump | Load: 13.0 MCA, Volts: 208, Phase: 3
BD0421.D3040 | 52248 | Exhaust Heat Pump, HPE-205, Express/Adanac Change room ( Rm 35), PSLC (ARENA) | HPE-205 | EC030-3HZC | 3540-1-3-00001 T111M22446 | 2011-04-01 | Manufacturer: Florida Heat Pump | Load: 13.0 MCA, Volts: 208, Phase: 3
BD0421.D3040 | 51609 | Exhaust Fan, EF-205, Kitchen 2044, Roof, PSLC Arena | EF-205 | FX18BH |  | 2010-10-30 | PennBarry | Load: 3 HP, Volts: 115, Phase: 1
BD0421.D3040 | 51645 | Supply Heat Pump, HPS-203, Viewing/Seating Upper NW, Kitchen 2044, Arena 2, PSLC Arena | HPS-203 | TCH060AHC30CPSS | 233410932 | 2010-10-30 | Climate Master | Load: 27.7 MCA, Volts: 208, Phase: 3
BD0421.D3040 | 51623 | Supply Heat Pump, HPS-102B, Hall of Fame 1000, Mechanical 2042, Arena 1, PSLC Arena | HPS-102B | EC096-5VTC | 3540-003-000001-T111M28949 | 2010-10-30 | Manufacturer: Florida Heat Pump | Load: 12.8 MCA, Volts: 600, Phase: 3
BD0421.D3040 | 51628 | Supply Heat Pump, HPS-108, Office 1162, Arena 2, PSLC Arena | HPS-108 | EC014-3HZC |  | 2010-10-30 | Manufacturer: Florida Heat Pump | Load: 10.0 MCA, Volts: 208, Phase: 3
BD0421.D3040 | 51630 | Supply Heat Pump, HPS-110, Figure Skate Office, Workshop 1134, Arena 2, PSLC Arena | HPS-110 | TCH012AGC30CLSS | U11129347 | 2010-10-30 | Climate Master | Load: 4.8 MCA, Volts: 208, Phase: 1
BD0421.D3040 | 51634 | Supply Heat Pump, HPS-114, Zamboni 1133, Arena 2, PSLC Arena | HPS-114 | EC012-1HZC | SN: SH120908, PartNo: T 111 M01 078 | 2010-10-30 | Manufacturer: Florida Heat Pump | Load: 6.0 MCA, Volts: 208, Phase: 1
BD0421.D3040 | 51639 | Supply Heat Pump, HPS-119, Electrical 1045, Telecom 1044, Arena 1, PSLC Arena | HPS-119 | EC018-1HZC | SH120911 | 2010-10-30 | Manufacturer: Florida Heat Pump | Load: 6.0 MCA, Volts: 208, Phase: 1
BD0421.D3040 | 51622 | Supply Heat Pump, HPS-102A, Hall of Fame 1000, Storage 1004, Arena 1, PSLC Arena | HPS-102A | EC096-5VTC | SH121922 | 2010-10-30 | Manufacturer: Florida Heat Pump | Load: 12.8 MCA, Volts: 600, Phase: 3
BD0421.D3040 | 51637 | Supply Heat Pump, HPS-117, Telecom 1006, Office 1007, Arena 1, PSLC Arena | HPS-117 | EC036-3HZC |  | 2010-10-30 | Manufacturer: Florida Heat Pump | Load: 16.4 MCA, Volts: 208, Phase: 3
BD0421.D3040 | 51624 | Supply Heat Pump, HPS-103, Skate Rental 1009 and 1010, Arena 1, PSLC Arena | HPS-103 | EC007-1HZC | SH121474 | 2010-10-30 | Manufacturer: Florida Heat Pump | Load: 4.8 MCA, Volts: 208, Phase: 1
BD0421.D3040 | 51632 | Supply Heat Pump, HPS-112, Zamboni 1139, Arena 3, PSLC Arena | HPS-112 | EC012-1HZC | 3540-207-000002-T111M51012 | 2010-10-30 | Manufacturer: Florida Heat Pump | Load: 6.0 MCA, Volts: 208, Phase: 1
BD0421.D3040 | 51633 | Supply Heat Pump, HPS-113, Workshop 1134, Arena 2, PSLC Arena | HPS-113 | EC024-3HZC | SH120913 | 2010-10-30 | Manufacturer: Florida Heat Pump | Load: 6.0 MCA, Volts: 208, Phase: 1
BD0421.D3040 | 51631 | Supply Heat Pump, HPS-111, Office 1036 -1037, Training 1037, Arena 1, PSLC Arena | HPS-111 | EC012-1HZC | Part No. T 111M01097 | 2010-10-30 | Manufacturer: Florida Heat Pump | Load: 6.0 MCA, Volts: 208, Phase: 1
BD0421.D3040 | 103500 | Chiller (Water to Water) (WWHP-1), Zamboni Room 1139, Server Room(Q-net), PSLC (ARENA) | WWHP-1 | WW410-5CSC | SK128525 | 2012-06-01 | Manufacturer: Florida Heat Pump | Load: 31.5 MCA, Volts: 575, Phase: 3
BD0421.D3040 | 103500 | Chiller (Water to Water) (WWHP-2), Zamboni Room 1139, Server Room(Q-net), PSLC (ARENA) | WWHP-2 | WW410-5CSC | 3540-208-000001-T111M21034 | 2012-06-01 | Manufacturer: Florida Heat Pump | Load: 31.5 MCA, Volts: 575, Phase: 3
BD0421.D3040 | 51607 | Exhaust Fan, EF-202, Kitchen Storage 2041/Empties 2045, Roof, PSLC Arena | EF-202 | DX11Q | J16PZ79111 | 2010-10-30 | Manufacturer: Penn | Load: Frac (HP), Volts: 115, Phase: 1
BD0421.D3040 | 51608 | Exhaust Fan, EF-203, Storage 2037/Janitor 2038, Roof, PSLC Arena | EF-203 | DX13R | 1109AB73241 | 2010-10-30 | Manufacturer: Penn | Load: Frac (HP), Volts: 115, Phase: 1
BD0421.D3040 | 51640 | Supply Heat Pump, HPS-120, Electrical 1138, Arena 3, PSLC Arena | HPS-120 | EC012-1HZC | SN: SH120903, Part No: T 111 M01 097 | 2010-10-30 | Manufacturer: Florida Heat Pump | Load: 10.0 MCA, Volts: 208, Phase: 3
BD0421.D3040 | 51610 | Exhaust Fan (EF-206), Press Box, PSLC (ARENA) | EF-206 | Z815/RA |  | 2010-10-30 | Manufacturer: Penn | Load: Frac (HP), Volts: 115, Phase: 1
BD0421.D3040 | 51611 | Exhaust Heat Pump, HPE-101, Changeroom 1098, Empties 2041, Arena 2, PSLC Arena | HPE-101 | EC048-5VTC | SK125823 | 2010-10-30 | Manufacturer: Florida Heat Pump | Load: 10.6 MCA, Volts: 600, Phase: 3
BD0421.D3040 | 51646 | Supply Heat Pump, HPS-204A, Multi Purpose 2031, Arena 2, PSLC Arena | HPS-204A | EC030-3HZC | SH120937 | 2010-10-30 | Manufacturer: Florida Heat Pump | Load: 13.0 MCA, Volts: 208, Phase: 3
BD0421.D3040 | 51648 | Supply Heat Pump, HPS-204C, Multi Purpose 2032, Arena 2, PSLC Arena | HPS-204C | EC030-3HZC | SH120932 | 2010-10-30 | Manufacturer: Florida Heat Pump | Load: 13.0 MCA, Volts: 208, Phase: 3
BD0421.D3040 | 51650 | Supply Heat Pump, HPS-207, Office 2016, Arena 1, PSLC Arena | HPS-207 | EC007-1HZC |  | 2010-10-30 | Manufacturer: Florida Heat Pump | Load: 4.8 MCA, Volts: 208, Phase: 1
BD0421.D3040 | 51625 | Supply HP, HPS-105, Admin Offices, Staff 1093, Arena 2, PSLC Arena | HPS-105 | EC018-1HZC |  | 2010-10-30 | Manufacturer: Florida Heat Pump | Load: 12.3 MCA, Volts: 208, Phase: 1
BD0421.D3040 | 51626 | Supply Heat Pump, HPS-106, Multi Purpose 1159, Arena 2, PSLC Arena | HPS-106 | EC036-3HZC | SH120938 | 2010-10-30 | Manufacturer: Florida Heat Pump | Load: 16.4 MCA, Volts: 208, Phase: 3
BD0421.D3040 | 51629 | Supply Heat Pump, HPS-109, Corridor 1151 and 1143, Office 1146, Arena 3, PSLC Arena | HPS-109 | EC036-3HZC |  | 2010-10-30 | Manufacturer: Florida Heat Pump | Load: 16.4 MCA, Volts: 208, Phase: 3
BD0421.D3040 | 51662 | Return Air Fan (RF-1), Roof, Arena 1 Hockey Rink, PSLC (ARENA) | RF-1 | SX420BC |  | 2010-10-30 | Manufacturer: Penn | Load: 3 HP, Volts: 208, Phase: 3
BD0421.D3040 | 51663 | Transfer Fan (TF-1), Storage 2045, Change Room, PSLC (ARENA) | TF-1 | 215 |  | 2010-10-30 | Manufacturer: Delhi | Load: 3 HP, Volts: 575, Phase: 3
BD0421.D3040 | 51635 | Supply Heat Pump, HPS-115, Zamboni 1030, Arena 1, PSLC Arena | HPS-115 | TCH018AGC30CCSS | 213610152 | 2010-10-30 | ClimateMaster | Load: 6.0 MCA, Volts: 208, Phase: 1
BD0421.D3040 | 51641 | Supply Heat Pump, HPS-121, Electrical 1144 and Telecom 1145, Mechanical 1143A, Arena 3, PSLC Arena | HPS-121 | EC018-1HZC | SH120909 | 2010-10-30 | Manufacturer: Florida Heat Pump | Load: 6.0 MCA, Volts: 208, Phase: 1
BD0421.D3040 | 51643 | Supply Heat Pump, HPS-124, Storage 1028, Arena 1, PSLC Arena | HPS-124 | EC036-3HZC | SH-120939 | 2010-10-30 | Manufacturer: Florida Heat Pump | Load: 16.4 MCA, Volts: 208, Phase: 3
|  | Supply Heat Pump, HPS-127, Server Room 1141, Zamboni 1139, Arena 3, PSLC Arena | HPS-127 | EC060-5HZC | SK128657 | 2010-10-30 | FHP Mfg
BD0421.D3040 | 51647 | Supply Heat Pump, HPS-204B, Multi Purpose 2032, Arena 2, PSLC Arena | HPS-204B | EC030-3HZC | SH120930 | 2010-10-30 | Manufacturer: Florida Heat Pump | Load: 13.0 MCA, Volts: 208, Phase: 3
BD0421.D3040 | 51652 | Make-up Air Handling Unit (MUA-1), Rooftop, Building Ventilation, PSLC (ARENA) | MUA-1 | DJE140/CO | 45248 MHA-1 | 2010-10-30 | Charcoal Filter: 8-20x24x2 & 4-12x24x2 | Load: 20.2 AMPS, Volts: 575, Phase: 3 | Manufacturer: Engineered Air
BD0421.D3040 | 51627 | Supply Heat Pump, HPS-107, Vestibule 1164, Arena 2, PSLC Arena | HPS-107 | EC012-1HZC |  | 2010-10-30 | Manufacturer: Florida Heat Pump | Load: 6.0 MCA , Volts: 208, Phase: 1
BD0421.D3040 | 51590 | Air Handling Unit, AHU-1, Arena 1 Dehumidifier, Roof, PSLC Arena | AHU-1 | LM32/HE20/CCCO/DWD | B45248 AHU-1 | 2010-10-30 | Charcoal Filter: 10-20x24x2 | Load: 42.9 AMPS, Volts: 575, Phase: 3 | Manufacturer: Engineered Air
BD0421.D3040 | 51591 | Air Handling Unit, AHU-2, Arena 2 Dehumidifier, Roof, PSLC Arena | AHU-2 | FWA143/C/O | 45248 AHU-2 | 2010-10-30 | Charcoal Filter: 6-20x20x2 | Load: 39.7 AMPS, Volts: 575, Phase: 3 | Manufacturer: Engineered Air
BD0421.D3040 | 51592 | Air Handling Unit, AHU-3, Arena 3 Dehumidifier, Roof, PSLC Arena | AHU-3 | FWA143/C/O | 45248 AHU-3 | 2010-10-30 | Charcoal Filter: 6-20x20x2 | Load: 39.7 AMPS, Volts: 575, Phase: 3 | Manufacturer: Engineered Air
|  | Exhaust Fan, EF-101, Dryer Booster Fan, Laundry Room 1040, Arena 1, PSLC Arena | EF-101 | CVS275A |  |  | Fantech
BD0421.D3040 | 51595 | Exhaust Fan, EF-102, Zamboni 1139, Arena 3, Roof, PSLC Arena | EF-102 | DX16Q1 | H09AC20288 | 2010-10-30 | PennBarry | Load: Frac (HP), Volts: 115, Phase: 1
BD0421.D3040 | 51636 | Supply Heat Pump, HPS-116, Office 1007, Arena 1, PSLC Arena | HPS-116 | EC007-1HZC | SH121475 | 2010-10-30 | Manufacturer: Florida Heat Pump | Load: 6.0 MCA, Volts: 208, Phase: 1
BD0421.D3040 | 51596 | Exhaust Fan, EF-103, Workshop 1134, Arena 2, Roof, PSLC Arena | EF-103 | DX16S | H09AB73239 | 2010-10-30 | PennBarry | Load: Frac (HP), Volts: 115, Phase: 1
BD0421.D3040 | 51597 | Exhaust Fan, EF-104, Zamboni 1133, Arena 2, Roof, PSLC Arena | EF-104 | DX16S | H09AB73237 | 2010-10-30 | PennBarry | Load: Frac (HP), Volts: 115, Phase: 1
BD0421.D3040 | 51598 | Exhaust Fan, EF-105, Zamboni 1030, Arena 1, Roof, PSLC Arena | EF-105 | DX16R | G17KZ09242 | 2010-10-30 | PennBarry | Load: Frac (HP), Volts: 115, Phase: 1
BD0421.D3040 | 51599 | Exhaust Fan, EF-106, Storage Room 1029, Arena 1, PSLC Arena | EF-106 | Z12H TDA |  | 2010-10-30 | PennBarry | Load: Frac (HP), Volts: 115, Phase: 1
BD0421.D3040 | 51600 | Exhaust Fan, EF-107, Elevator Machine Room 1005, Storage 2042, Arena 1, PSLC Arena | EF-107 | VCDK009C*0 |  | 2010-10-30 | Carnes | Load: Frac (HP), Volts: 115, Phase: 1
BD0421.D3040 | 94442 | Supply Heat Pump, HPS-202, Mechanical 2028, Arena 2, PSLC Arena | HPS-202 | EC009-1HZC |  | 2017-09-22 |  | Load: 5.7 MCA, Volts: 208, Phase: 1
BD0421.D3040 | 66394 | Heat Pump, HPS 210, PSLC Arena, serves changerooms 1038, 1120, 1121, 1126, PSLC (ARENA) | HPS-210 | EC060-3H2C-FRS | 3540-305-000001-T111M5590 | 2013-02-20 | Manufacturer: Florida Heat Pump, | Load: 31.5 MCA, Volts: 575, Phase: 3
|  | Door Air Curtain, DAC-4, South Entrance, Arena 3, PSLC Arena | DAC-4 |  | PNL EPB CCT 12,14 |  | Thermoscreen
|  | Door Air Curtain, DAC-3, East Entrance, Arena 1, PSLC Arena | DAC-3 |  |  |  | Thermoscreen
BD0421.D3050 | 94559 | Door Air Curtain, DAC-2, Northwest Entrance, Arena 1, PSLC Arena | DAC-2 | MCS-72 | PB 1006-22, 16, 18, 20 | 2017-09-01 | Manufacturer: Enershield | Air barrier for entrance to building
BD0421.D3050 | 94558 | Door Air Curtain, DAC-1, North Entrance, Arena 1, PSLC Arena | DAC-1 | TS-72 | PB 1006-21-69 | 2017-09-01 | Manufacturer: Enershield
BD0421.D3050 | 93124 | Dehumidifer, DH-1, Arena 3, Roof, PSLC Arena | DH-1 | DDS-2020-A-1300-G0515-0-0000-000-00 | A19GDDS200046 | 2019-11-05 | Manufacturer: Munters | Load: 10 AMPS, Volts: 460, Phase: 3
|  | Dehumidifier, DH-2, PSLC Arena | DH-2 | LM3/HER27/0 | 51580 DU-2 |  | Engineered Air
|  | Dry Cooler, DC-101, Server Room, Arena 3, Roof, PSLC Arena | DC-101 | RF60893 | T09K10775 |  | Heatcraft
BD0421.D3090 | 51617 | Exhaust Heat Pump, HPE-107, Women & Men WR 1011 and 1012, Storage 1013, Arena 1, PSLC Arena | HPE-107 | EC096-3HZC | SK125903 | 2010-10-30 | Manufacturer: Florida Heat Pump | Load: 42.7 MCA, Volts: 208, Phase: 3
BD0421.D3090 | 51612 | Exhaust Heat Pump, HPE-102, Changeroom 1102, Storage 2037, Arena 1, PSLC Arena | HPE-102 | EC096-5VTC | SK125865 | 2010-10-30 | Manufacturer: Florida Heat Pump | Load: 12.8 MCA, Volts: 600, Phase: 3
BD0421.D3090 | 51619 | Exhaust Heat Pump, HPE-202, Women WR 2003, Arena 1, PSLC Arena | HPE-202 | EC030-3HZC | SK125806 | 2010-10-30 | Manufacturer: Florida Heat Pump | Load: 13.0 MCA, Volts: 208, Phase: 3
BD0421.D3090 | 51615 | Exhaust Heat Pump, HPE-105, office 1146, Jan 1148, Skate Rental 1149, Women WR 1153, Men WR 1152 and BF WC 1154, Arena 3, PSL Arena | HPE-105 | EC096-3HZC | SK125902 | 2010-10-30 | Manufacturer: Florida Heat Pump | Load: 42.7 MCA, Volts: 208, Phase: 3
BD0421.D3090 | 51620 | Exhaust Heat Pump, HPE-203, Men WR 2017, Arena 1, PSLC Arena | HPE-203 | EC030-3HZC | SK125807 | 2010-10-30 | Manufacturer: Florida Heat Pump | Load: 13.0 MCA, Volts: 208, Phase: 3
BD0421.D3090 | 51616 | Exhaust Heat Pump, HPE-106, Jan, Elec, Telecom, A1-13, CR1050, Arena 1, PSLC Arena | HPE-106 | EC030-3HZC | SK125808 | 2010-10-30 | Manufacturer: Florida Heat Pump | Load: 13.0 MCA, Volts: 208, Phase: 3
BD0421.D3090 | 51613 | Exhaust Heat Pump, HPE-103, Referee 1120-21, Corridor 1125, Arena 2, PSLC Arena | HPE-103 | EC030-3HZC | SK125809 | 2010-10-30 | Manufacturer: Florida Heat Pump | Load: 13.0 MCA, Volts: 208, Phase: 3
BD0421.D3090 | 51614 | Exhaust Heat Pump, HPE-104, Room 1033, 1034, Corridor 1032, Arena 1, PSLC Arena | HPE-104 | EC024-1HZC | SK125805 | 2010-10-30 | Manufacturer: Florida Heat Pump | Load: 12.3 MCA, Volts: 208, Phase: 1
BD0421.D3090 | 51618 | Exhaust Heat Pump, HPE-201, Women 2025, Arena 2, PSLC Arena | HPE-201 | EC048-5HZC | SK125825 | 2010-10-30 | Manufacturer: Florida Heat Pump | Load: 24.1 MCA, Volts: 208, Phase: 3
BD0421.D3090 | 51621 | Exhaust Heat Pump, HPE-204, Storage 2007, Arena 1, PSLC Arena | HPE-204 | EC015-1HZC | SK125804 | 2010-10-30 | Manufacturer: Florida Heat Pump | Load: 9.5 MCA, Volts: 208, Phase: 1
|  | Exhaust Heat Pump, HPE-205, A1-15, CR1035, Arena 1, PSLC Arena | HPE-205 | EC024-3HZC | 3540-103-00001-T111M22446 |  | Manufacturer: Florida Heat Pump
BD0421.D3090 | 69082 | Desiccant Dehumidifier, DH-2, Engineered Air, PSLC (ARENA) | DH-2 | LM3/Her27/O/DWD | 5/580 | 2014-10-28 | Desiccant Dehumidifier (DH-2) Engineered Air Model LM3/Her27/O/DWD Serial # 5/58
|  | Heat Pump, HP-1, A3-1 CR, Arena 3, PSLC Arena | HP-1 | CASHG018ABA1AXCGAAXXXXXXXXX5AB | 520200340001 |  | The Whalen Company
|  | Heat Pump, HP-2, A3-2 CR, Arena 3, PSLC Arena | HP-2 | CASHG018ABA1AXCGAAXXXXXXXXX1AB | 520200340003 |  | The Whalen Company
|  | Heat Pump, HP-3, A3-3 CR, Arena 3, PSLC Arena | HP-3 | CASHG018ABA1AXCGAAXXXXXXXXX1AB | 520200340001 |  | The Whalen Company
|  | Heat Pump, HP-4, A3-4 CR, Arena 3, PSLC Arena | HP-4 | CASHG018ABA1AXCGAAXXXXXXXXX1AB | 520200340002 |  | The Whalen Company
|  | Heat Pump, HP-5, A3-B CR, Arena 3, PSLC Arena | HP-5 | CASHG012ABA1AXCGAAXXXXXXXXX1AB | 420200340001 |  | The Whalen Company
|  | Heat Recovery Ventilator, HRV-1, Change Rooms A3, Roof, PSLC Arena | HRV-1 | RQ-004-8-V-E799-000 | Part No: 202373, SN: 202003-AYCD04430 |  | AAON Inc
BD0422.D3000 | BD0422.D3000 | BURQUITLAM RCMP - HEATING, VENTILATING AND AIR CONDITIONING
|  | AC-P1-CPS1, Men/women changeroom |  | FDMQ15RVJU | E002545 |  |  | FILTER 1-14x18x1, 1-10x14x1 PLEAT
|  | CU-P1-CPS1, P1 Parkade |  | RXIZRMVJU9 | G001267 |  |  | FILTER 1-14x18x1, 1-10x14x1 PLEAT
|  | AC-L1-CPS1, Reception |  | FDMQIZRVJU | E007843 |  |  | FILTER 1-14x16x1, 1-10x14x1 PLEAT
|  | CU-L1-CPS1, P1 Parkade |  | RX12RMVJU9 | G005407 |  |  | FILTER 1-14x16x1, 1-10x14x1 PLEAT
|  | AC-L1-CPS2, Boardroom |  | FDMQ30PVJU | E603248 |  |  | FILTER 1-14x18x1, 1-10x14x1 PLEAT
|  | CU-L1-CPS2, P1 Parkade |  | RZQ30TAVJUA | G000997 |  |  | FILTER 1-14x18x1, 1-10x14x1 PLEAT
|  | AC-L1-CPS3, Manager |  | FDMQIZRVJU | E007960 |  |  | FILTER 1-14x16x1, 1-10x14x1 PLEAT
|  | CU-L1-CPS3, P1 Parkade |  | RXIZRMVJU9 | G005472 |  |  | FILTER 1-14x16x1, 1-10x14x1 PLEAT
|  | AC-L1-CPS4, General Duty |  | FDMQIZRVJC | E007964 |  |  | FILTER 1-14x16x1, 1-10x14x1 PLEAT
|  | CU-L1-CPS4, P1 Parkade |  | RXIZRMVJU9 | G005419 |  |  | FILTER 1-14x16x1, 1-10x14x1 PLEAT
|  | AC-L1-CPS5, Breakroom |  | FDMQIZRVJU | E007967 |  |  | FILTER 1-14x16x1, 1-10x14x1 PLEAT
|  | CU-L1-CPS5, P1 Parkade |  | RXIZRMVJU9 | G005503 |  |  | FILTER 1-14x16x1, 1-10x14x1 PLEAT
|  | HRV1-REBEWAIRE HE2X- HRV-L1-CPS1, General Duty | [5 empty] | FILTER 1-20x20x1,MERV 8 PLEAT, BELTS I-A37, I-A35
EF-P1-CPS1, Bike Storage Direct Drive
EF-L1-CPS1, Direct Drive Greenheck
EF-L1-CPS2, Direct Drive Greenheck
BD0424.D3000 | BD0424.D3000 | GLEN PINE PAVILION - HEATING, VENTILATING AND AIR CONDITIONING
BD0424.D3030 | 115689 | Condensing Unit, HP-2-CU-2, Weight Room Patio, Glen Pine Pavilion | HP-2-CU-2, | AOU36RLXFZ1 | LXN035906 |  |  |  | Fujitsu
BD0424.D3030 | 115690 | Ductless Split A/C, HP-2-AC-1, Left, Weight Room, Glen Pine Pavilion | HP-2-AC-1 | ASU18RLF | KSA 109554 |  |  |  | Fujitsu
BD0424.D3040 | 45372 | Air Handling Unit, AHU-1, First and Second Floors, Mechanical Room, Roof, Glen Pine Pavilion | AHU-1 | CAH035GDAC | FBOU070100722 | 2008-01-01 | Charcoal Filter: 15-20x20x2 |  | McQuay Central Station Air Handling unit
BD0424.D3040 | 45375 | Make up Air, MUA-1, Kitchen Makeup air, Roof, Glen Pine Pavilion | MUA-1 | IG-109-H20-HZ | 10729657 | 2008-01-01 |  |  | Greenheck
BD0424.D3040 | 45376 | Exhaust Fan, EF-1, Janitor Room, Roof, Glen Pine Pavilion | EF-1 | GB-071-6 | 10730562 0701 | 2008-01-01 |  |  | Greenheck
BD0424.D3040 | 45377 | Exhaust Fan, EF-2, Kitchen Dish Washer, Roof, Glen Pine Pavilion | EF-2 | GB-081-6 | 10730564 0701 | 2008-01-01 |  |  | Greenheck
BD0424.D3040 | 45378 | Exhaust Fan, EF-3, Kitchen Hood, Roof, Glen Pine Pavilion | EF-3 | Cube-161-15-6 | 10730567 0701 | 2008-01-01 |  |  | Greenheck
BD0424.D3040 | 45379 | Exhaust Fan, EF-4, Lower Washrooms, Roof, Glen Pine Pavilion | EF-4 | GB-091-4 | 10730569 0701 | 2008-01-01 |  |  | Greenheck
BD0424.D3040 | 45380 | Exhaust Fan, EF-5, upper washrooms, Roof, Glen Pine Pavilion | EF-5 | GB-091-4 | 10730571 0701 | 2008-01-01 |  |  | Greenheck
BD0424.D3040 | 45381 | Exhaust Fan, EF-7, upper Floor Washroom, Roof, Glen Pine Pavilion | EF-7 | GB-071-6 | 10730573 0701 | 2008-01-01 |  |  | Greenheck
BD0424.D3040 | 45382 | Exhaust Fan, EF-8, Craft Room 114, Roof, Glen Pine Pavilion | EF-8 | GB-081-6 | 10730575 0701 | 2008-01-01 |  |  | Greenheck
BD0424.D3040 | 45383 | Exhaust Fan, EF-9, Craft Room 113, Roof, Glen Pine Pavilion | EF-9 | GB-071-6 | 10730577 0701 | 2008-01-01 |  |  | Greenheck
BD0424.D3040 | 68075 | Supply Fan, SF-1, Parkade, Glen Pine Pavilion | SF-1 | TCVA | 06222797-1-2 | 2014-08-18 |  | T C Axial-Twin City Fan and Blower-Size 32B4 | Power Supply-PSF-1 600 Volt-6E MM,31,33,35- Separate 120 Volt Control Circuit
BD0424.D3040 | 115430 | Condensing Unit, HP-1-CU-1, Residential Tower Parkade, Glen Pine Pavilion | HP-1-CU-1 | AC060BXUPCH | CXH60UPB |  |  |  | Samsung
BD0424.D3040 | 115431 | Air Handling Unit, HP-1-AHU-2, Residential Tower Parkade, Glen Pine Pavilion | HP-1-AHU-2 | TWE0604WAAA07B100000000000000000000 | 23371798BA |  |  |  | Trane
BD0424.D3050 | 98965 | Door Air Curtain, DAC-1 - Above sliding door entrance, North Entrance, Glen Pine Pavilion | DAC-1 | MCS-72 |  | 2021-01-26 | Manufacturer: Thermoscreen Unheated Free hanging | 230/1/60 c/w wall brackets, washable filters, remote mounted | 6m communication wire and two (2) door switches
BD0424.D3050 | 98966 | Door Air Curtain, DAC-2, Above sliding door entrance, West Entrance, Glen Pine Pavilion | DAC-2 | MCS-72 |  | 2021-01-26 | Manufacturer: Thermoscreen Unheated Free hanging Air Curtain | 230/1/60 c/w wall brackets, washable filters, remote mounted | plus controller with 6m communication wire and two (2) door switches
BD0424.D3050 | 98967 | Door Air Curtain, DAC-3 , Above sliding door entrance, South Entrance, Glen Pine Pavilion | DAC-3 | MCS-72 |  | 2021-01-26 | Manufacturer: Thermoscreen Unheated Free hanging Air Curtain | 230/1/60 c/w wall brackets, washable filters, remote mounted Ecopower | 6m communication wire and two (2) door switches
BD0429.D3000 | BD0429.D3000 | Centennial Pavilion - HEATING, VENTILATING AND AIR CONDITIONING
BD0429.D3000 | 52078 | Air Handling Unit, AHU-3, Roof Top Unit, Front Foyer, Centennial Pavilion | AHU-3 | ZJO36N08P2AAAK | NOE984557S | 2009-08-06 | York |  | Filter : 2 EA 16 X 20 X 1, 1 EA 14 X 20 X 1 Belt: 1 EA A37
BD0429.D3000 | 52077 | Air Handling Unit, AHU-2, Roof top, Main Hall, Centennial Pavilion | AHU-2 | Z0086NO828AAA1C | NOE4845574 |  | York |  | Filter : 2 EA 16 X 20 X 1, 1 EA 14 X 20 X 1 Belt: 1 EA A37
BD0429.D3000 | 52079 | Air Handling Unit, AHU-4, Roof Top Unit, Kitchen, Storerooms, Centennial Pavilion | AHU-4 | ZJO36N08P2AANC | NOE9845573 | 2009-08-06 | York |  | Filter : 2 EA 16 X 20 X 1, 1 EA 14 X 20 X 1 Belt: 1 EA A37
BD0429.D3000 | 52076 | Air Handling Unit, AHU-1, Air Conditioner, Westside ground level, Main Hall, Centennial Pavilion | AHU-1 | ZH120N15S2AAA4B | NOE9840127 | 2009-08-06 | York |  | Filter : 4 EA 20 X 24 X 2
BD0429.D3040 | 56501 | Exhaust Fan, EF-2, East Side Roof, Centennial Pavilion | EF-2 | Domex | 0B051 | 2958352 | Penn
BD0429.D3040 | 56502 | Exhaust Fan, EF-1, Central Roof, Centennial Pavilion | EF-1 |  |  | 2958352
BD0429.D3040 | 115517 | Door Air Curtain, DAC-1, North West Entrance, Centennial Pavilion |  |  |  | 2023-06-14
BD0431.D3000 | BD0431.D3000 | COQUITLAM CITY CENTER LIBRARY - HEATING, VENTILATING AND AIR CONDITIONING
BD0431.D3020 | 58718 | Door Air Curtain, DAC-1, ENTRANCE, Coquitlam City Center Library | UH-101 | HV144 3XGTS |  | 2012-11-13 | MARS
BD0431.D3030 | 58719 | Air Conditioner, AC-1, ICT Room, Coquitlam City Center Library | AC-1 | PKA-A12HA | 13A03332B | 2012-11-13 |  | ICT Room | MITSUBISHI Mr Slim Split-System Heat Pump
BD0431.D3030 | 58720 | Condensing Unit, CU-1, Outside Boiler Room, Coquitlam City Center Library | CU-1 | PUY-A12NHA4 | 15U02419C | 2012-11-13 |  |  | Mitsubishi
BD0431.D3040 | 58717 | Exhaust Fan, EF-4, ELECTRICAL ROOM - VESTIBULE Room-131, Coquitlam City Center Library | EF-4 | BDF-80-4 |  | 2012-11-13 | GREENHECK |  | GREENHECK, Airflow: 424 cfm, Static Pressure: 0.250 wc, Motor: 0.25 hp, Voltage:
BD0431.D3040 | 116103 | Door Air Curtain, DAC-2, Pinetree Entrance, Coquitlam City Center Library | UH-102 |  | AE08-E-2120EX-288-EC | 2024-03-01 | Pinetree Entrance |  | Berner internation
BD0431.D3040 | 58700 | Makeup Air Unit, MAU-1, Boiler Room, Coquitlam City Center Library | MAU-1 | EnergyPack-W-2-08i-WW-HW-CW-X-G | 00668815-C04952 | 2012-11-13 |  |  | Venmar CES
BD0431.D3040 | 58714 | Exhaust Fan, EF-1, Male/Female WC - Boiler Room, Coquitlam City Center Library | EF-1 | BDF-90-4 |  | 2012-11-13 | GREENHECK |  | Greenheck, Airflow: 1,250 cfm, Static Pressure: 0.250 wc, Motor: 0.25 hp, Voltag
BD0431.D3040 | 58715 | Exhaust Fan, EF-2, WR 157 & JANITOR ROOM 129 - VESTIBULE 131, Coquitlam City Center Library | EF-2 | CSP A390 |  | 2012-11-13 | GREENHECK |  | GREENHECK, Airflow: 297 cfm, Static Pressure: 0.250 wc, Motor: 144W hp, Voltage:
BD0431.D3040 | 58716 | Exhaust Fan, EF-3, GARBAGE/RECYCLING 134 - SHIPPING RECEIVING ROOM-132, Coquitlam City Center Library | EF-3 | CSP-A250-QD |  | 2012-11-13 | GREENHECK |  | GREENHECK, Airflow: 212 cfm, Static Pressure: 0.250 wc, Motor: 83W hp, Voltage:
BD0431.D3050 | 58748 | FAN COIL, FC-103, MEETING ROOM M110, Coquitlam City Center Library | FC-103 | 10PHBC-41 |  | 2012-11-13 |  |  | FIRST CO.
BD0431.D3050 | 58721 | FAN COIL, FC-145-1, Pinetree Seating 1, Coquitlam City Center Library | FC-145-1 | 20PHYB-41 |  | 2012-11-13 | FIRST CO.
BD0431.D3050 | 58722 | FAN COIL, FC-145-2, Pinetree Seating 2, Coquitlam City Center Library | FC-145-2 | 20PHYB-41 |  | 2012-11-13 |  |  | FIRST CO.
BD0431.D3050 | 58723 | FAN COIL, FC-145-4, Study Carousel 1, Coquitlam City Center Library | FC-145-3 | 20PHYB-41 |  | 2012-11-13 |  |  | FIRST CO.
BD0431.D3050 | 58724 | FAN COIL, FC-145-4, LOUNGE, Coquitlam City Center Library | FC-145-4 | 8PHBC-31 |  | 2012-11-13 | FIRST CO.
BD0431.D3050 | 58733 | FAN COIL, FC-127, MULTI PURPOSE, Coquitlam City Center Library | FC-127 | 20PHYB-31 |  | 2012-11-13 | FIRST CO.
BD0431.D3050 | 58734 | FAN COIL, FC-106-5, Study Area, Coquitlam City Center Library | FC-106-5 | 16PHYB-31 |  | 2012-11-13 |  |  | FIRST CO.
BD0431.D3050 | 58735 | FAN COIL, FC-127, MPR 127, Coquitlam City Center Library | FC-125 | 16PHYB-41 |  | 2012-11-13 |  |  | FIRST CO.
BD0431.D3050 | 58736 | FAN COIL, FC-119, Silent Study Room 119, Coquitlam City Center Library | FC-119 | 10PHBC-31 |  | 2012-11-13 |  |  | FIRST CO.
BD0431.D3050 | 58738 | FAN COIL, FC-110, Director's Office, Coquitlam City Center Library | FC-110 | 8PHBC-31 |  | 2012-11-13 |  |  | FIRST CO.
BD0431.D3050 | 58739 | FAN COIL, FC-108, Circulation and Open Office Areas, Coquitlam City Center Library | FC-108 | 16PHYB-41 |  | 2012-11-13 |  |  | FIRST CO.
BD0431.D3050 | 58740 | FAN COIL, FC-106-1, Fiction, Coquitlam City Center Library | FC-106-1 | 16PHYB-31 |  | 2012-11-13 |  |  | FIRST CO.
BD0431.D3050 | 58741 | FAN COIL ,FC-106-2, Photocopier, Coquitlam City Center Library | FC-106-2 | 16PHYB-31 |  | 2012-11-13 |  |  | FIRST CO.
BD0431.D3050 | 58742 | FAN COIL, FC-106-3, Display, Coquitlam City Center Library | FC-106-3 | 16PHYB-31 |  | 2012-11-13 |  |  | FIRST CO.
BD0431.D3050 | 58743 | FAN COIL, FC-106-4, World Languages, Coquitlam City Center Library | FC-106-4 | 16PHYB-31 |  | 2012-11-13 |  |  | FIRST CO.
BD0431.D3050 | 58744 | FAN COIL, FC-147, Magazines, Coquitlam City Center Library | FC-147 | 20PHYB-42 |  | 2012-11-13 |  |  | FIRST CO.
BD0431.D3050 | 58745 | FAN COIL - FC-101, Entry Lobby, Coquitlam City Center Library | FC-101 | 16PHYB-31 |  | 2012-11-13 | FIRST CO.
BD0431.D3050 | 58746 | FAN COIL, FC 120, Innovation Hub, Coquitlam City Center Library | FC-120 | 10PHBC-31 |  | 2012-11-13 |  |  | FIRST CO.
BD0431.D3050 | 58725 | FAN COIL, FC-145-5, Study Carousel 2, Coquitlam City Center Library | FC-145-5 | 8PHBC-31 |  | 2012-11-13 |  |  | FIRST CO.
BD0431.D3050 | 58726 | FAN COIL, FC-141-1, J Fiction, Coquitlam City Center Library | FC-141-1 | 20PHYB-41 |  | 2012-11-13 |  |  | FIRST CO.
BD0431.D3050 | 58727 | FAN COIL, FC-141-2, Children Picture Book, Coquitlam City Center Library | FC-141-2 | 20PHYB-41 |  | 2012-11-13 | FIRST CO.
BD0431.D3050 | 58728 | FAN COIL, FC-141-3, Children Non-fiction, Coquitlam City Center Library | FC-141-3 | 90SHW4-90HWK |  | 2012-11-13 | FIRST CO.
BD0431.D3050 | 58729 | FAN COIL, FC-140, Teen, Coquitlam City Center Library | FC-140 | 16PHYB-31 |  | 2012-11-13 |  |  | FIRST CO.
BD0431.D3050 | 58730 | FAN COIL, FC-135, Storage 135A and 135C, Children's WR and Office 129, Coquitlam City Center Library | FC-135 | 8PHBC-31 |  | 2012-11-13 |  |  | FIRST CO.
BD0431.D3050 | 58731 | FAN COIL, FC-137, MPR 137, Coquitlam City Center Library | FC-137 | 20PHYB-31 |  | 2012-11-13 |  |  | FIRST CO.
BD0431.D3050 | 58732 | FAN COIL, FC-136, MPR 136, Coquitlam City Center Library | FC-136 | 20PHYB-31 |  | 2012-11-13 |  |  | FIRST CO.
BD0431.D3050 | 96187 | FAN COIL, FC-111, Discovery Lab, Offices M103 and M104, Coquitlam City Center Library | FC-111 | HPP | 6HEM 003979 | 2018-03-08 |  |  | Enviro-TEC
BD0434.D3000 | BD0434.D3000 | TC FIRE PORTABLE - HEATING, VENTILATING AND AIR CONDITIONING
BD0434.D3000 | 98209 | Fan Coil, FC-2, Coil Section, TC FIRE PORTABLE | FC-2 | CM48CXA1C | W2C0684313 | 2021-01-18 | YORK
BD0434.D3000 | 98207 | Condensing Unit - CU-1, TC FIRE PORTABLE | CU-1 | YHE36B22SA | W2L0277229 | 2021-01-18 | YORK
BD0434.D3000 | 98208 | Fan Coil, FC-1, Blower Section, TC FIRE PORTABLE | FC-1 | ME12CN21C | W2F0925047 | 2021-01-18 | YORK
BD0434.D3020 | 72124 | Furnace, FURN-1, Closet, TC Fire Portable | FURN-1 | EFC12BCP-1A | SA11694 |  | Armstrong 66,000 BTU / Electric
BD0434.D3030 | 72125 | Heat Pump, HP-1, Outside, TC Fire Portable | HP-1 | 4SHP14LE130P-7 | 1615F16196 |  | Armstrong 2.5T
BD0436.D3000 | BD0436.D3000 | FOSTER TENNIS FACILITY - HEATING, VENTILATING AND AIR CONDITIONING
BD0436.D3000 | 95960 | Exhaust Fan, EF-2, Women's Bathroom, FOSTER TENNIS FACILITY | EF-2 |  |  | 1998-01-01
BD0436.D3000 | 95961 | Exhaust Fan, EF-3, Men's Bathroom, FOSTER TENNIS FACILITY | EF-2 |  |  | 1998-01-01
BD0436.D3000 | 89690 | Exhaust Fan, EF-1, Upper Level Washroom, FOSTER TENNIS FACILITY | EF-1 |  |  | 2017-03-01
BD0436.D3020 | 95957 | Electric Duct Heater, EDH-1, Men's Bathroom, FOSTER TENNIS FACILITY | EDH-1 |  |  | 2009-01-01
BD0436.D3020 | 95958 | Electric Duct Heater, EDH-2, Women's Bathroom, FOSTER TENNIS FACILITY | EDH-2 |  |  | 2009-01-01
BD0436.D3050 | 110358 | Roof Top Unit, RTU-1, Roof, FOSTER TENNIS FACILITY | RTU-1 | 48TCEM12A2A5A0A0A0 | 1222P99211 | 2023-01-16 | Roof above Reception | Serves: Reception area | Make: Carrier
BD0438.D3000 | BD0438.D3000 | Burke Mountain Discovery Center - HEATING, VENTILATING AND AIR CONDITIONING
BD0438.D3000 | 105432 | Split System, Heat Pump, HP-01, Roof, Burke Mountain Discovery Center | HP-01 | 25VNA824B300 - 2 Tons | 1321E22534 | 2021-06-01
BD0438.D3000 | 105436 | Fan Coil, FC-2, Ceiling, Paired with HP-2, Burke Mountain Discovery Center | FC-02 |  |  | 2021-06-01
BD0438.D3000 | 105434 | Split System, Heat Pump, HP-04, Roof, Burke Mountain Discovery Center | HP-04 | 25VNA848B310 - 4 Tons | 1021E24427 | 2021-06-01
BD0438.D3000 | 105435 | Fan Coil, FC-1, Ceiling, Paired with HP-1, Burke Mountain Discovery Center | FC-01 |  |  | 2021-06-01
BD0438.D3000 | 105439 | Fan Coil, FC-5, Ceiling, Paired with HP-5, Burke Mountain Discovery Center | FC-05 |  |  | 2021-06-01
BD0438.D3000 | 105438 | Fan Coil, FC-4, Ceiling, Paired with HP-4, Burke Mountain Discovery Center | FC-04 |  |  | 2021-06-01
BD0438.D3000 | 105443 | Exhaust Fan, EF-03, Handicap Washroom #1, Burke Mountain Discovery Center | EF-03 |  |  | 2021-06-01
BD0438.D3000 | 105441 | Exhaust Fan, EF-01, Unisex Washroom #1, Burke Mountain Discovery Center | EF-01 |  |  | 2021-06-01
BD0438.D3000 | 105442 | Exhaust Fan, EF-02, Unisex Washroom #2, Burke Mountain Discovery Center | EF-02 |  |  | 2021-06-01
BD0438.D3000 | 105440 | Split System, Heat Pump, HP-5, Roof, Burke Mountain Discovery Center | HP-05 | 25VNA860B300 - 5 Tons | 0621E18575 | 2021-06-01
BD0438.D3000 | 105444 | Exhaust Fan, EF-04, Handicap Washroom #2, Burke Mountain Discovery Center | EF-04 |  |  | 2021-06-01
BD0438.D3000 | 105431 | Split System, Heat Pump, HP-02, Roof, Burke Mountain Discovery Center | HP-02 | 25VNA836B310 - 3 Tons | 1221E17610 | 2021-06-01
BD0438.D3000 | 105433 | Split System, Heat Pump, HP-03, Roof, Burke Mountain Discovery Center | HP-03 | 25VNA848B300 - 4 Tons | 1021E22590 | 2021-06-01
BD0438.D3000 | 105437 | Fan Coil, FC-3, Ceiling, Paired with HP-3, Burke Mountain Discovery Center | FC-03 |  |  | 2021-06-01
BD0440.D3000 | BD0440.D3000 | MAILLARDVILLE COMMUNITY CENTRE - HEATING, VENTILATING AND AIR CONDITIONING
BD0440.D3030 | 112660 | Condensing Unit, CU-2, VRF-2, Roof, Maillardville Community Centre | CU-2 | PURY-P144TNU-A | 17W00266 | 2022-09-01 | Roof |  | Mitsubishi
BD0440.D3040 | 112653 | Ceiling Fan, CF-1, Gym 105, Maillardville Community Centre | CF-1 | F-PV2-0601 |  | 2022-09-01 | Gym 105 |  | Big Ass Fans
BD0440.D3040 | 112674 | Exhaust Fan, EF-4, Universal WR 209, Maillardville Community Centre | EF-4 | CSP-A190 |  | 2022-09-01 | Universal WR 209 |  | Greenheck
BD0440.D3040 | 112675 | Exhaust Fan, EF-5, Staff Locker P104, Maillardville Community Centre | EF-5 | DPV22-2 | 1006556969 | 2022-09-01 | Above ceiling in Staff Lockers P104 |  | Fantech
BD0440.D3040 | 112671 | Exhaust Fan, EF-1, Parkade P100, Maillardville Community Centre | EF-1 | TBI-CA |  | 2022-09-01 | Parkade P100 |  | Greenheck
BD0440.D3040 | 112672 | Exhaust Fan, EF-2, Elevator Shaft Exhaust, Roof, Maillardville Community Centre | EF-2 | G-095-VG | 18761127 | 2022-09-01 | Roof |  | Greenheck
BD0440.D3040 | 112673 | Exhaust Fan, EF-3, Storage 210, Maillardville Community Centre | EF-3 | CSP-A190 |  | 2022-09-01 | Storage 210 |  | Greenheck
BD0440.D3040 | 112654 | Ceiling Fan, CF-2, Gym 105, Maillardville Community Centre | CF-2 | F-PV2-0601 |  | 2022-09-01 | Gym 105 |  | Big Ass Fans
BD0440.D3040 | 112655 | Ceiling Fan, CF-3, Gym 105, Maillardville Community Centre | CF-3 | F-PV2-0601 |  | 2022-09-01 | Gym 105 |  | Big Ass Fans
BD0440.D3040 | 112656 | Ceiling Fan, CF-4, Gym 105, Maillardville Community Centre | CF-4 | F-PV2-0601 |  | 2022-09-01 | Gym 105 |  | Big Ass Fans
BD0440.D3040 | 112736 | Supply Fan, SF-1, Parkade P100, Maillardville Community Centre | SF-1 | SG-120-VG |  | 2022-09-01 | Parkade P100 |  | Greenheck
BD0440.D3040 | 112737 | Supply Fan, SF-2, Parkade P100, Maillardville Community Centre | SF-2 | SG-120-VG |  | 2022-09-01 | Parkade P100 |  | Greenheck
BD0440.D3050 | 112690 | Fan Coil Unit, FCU-12, Circulation 106, Reception, Maillardville Community Centre | FCU-11 | PEFY-P06NMAU-E3 | 16R04032 | 2022-09-01 | Reception |  | Mitsubishi
BD0440.D3050 | 112691 | Fan Coil Unit, FCU-13, Office 202, Maillardville Community Centre | FCU-13 | PEFY-P12-NMAU-E3 | 16R12753 | 2022-09-01 | Office 202 |  | Mitsubishi
BD0440.D3050 | 112692 | Fan Coil Unit, FCU-14, Child Programming 204, Maillardville Community Centre | FCU-14 | PEFY-P36NMAU-E3 | 16R07091 | 2022-09-01 | Child programming 2 204 |  | Mitsubishi
BD0440.D3050 | 112658 | VRF BC Control Box, BC-2, Multi room 207, Maillardville Community Centre | BC-2 | CMB-P108NU-JA1 | 03W01101 | 2022-09-01 | Above the Ceiling, Multipurpose room 207 |  | Mitsubishi
BD0440.D3050 | 112677 | Force Flow, FF-1, Vestibule 100, Maillardville Community Centre | FF-1 | AWH4408F |  | 2022-09-01 | Vestibule 100 |  | Qmark
BD0440.D3050 | 112678 | Force Flow, FF-2, Vestibule 200, Maillardville Community Centre | FF-2 | AWH4408F |  | 2022-09-01 | Vestibule 200, East Entrance |  | Qmark
BD0440.D3050 | 112679 | Fan Coil Unit, FCU-1, Senior/Flex Lounge 103, Maillardville Community Centre | FCU-1 | PEFY-P12-NMAU-E3 | 16R12752 | 2022-09-01 | Senior/flex lounge 103 |  | Mitsubishi
BD0440.D3050 | 112680 | Fan Coil Unit, FCU-2, Kitchen 104, Maillardville Community Centre | FCU-2 | PEFY-P12-NMAU-E3 | 16R12472 | 2022-09-01 | Kitchen Demonstration 104 |  | Mitsubishi
BD0440.D3050 | 112681 | Fan Coil Unit, FCU-3, Director office 110, Maillardville Community Centre | FCU-3 | PEFY-P24NMAU-E3 | 1XR10317 | 2022-09-01 | Director office 110 |  | Mitsubishi
BD0440.D3050 | 112682 | Fan Coil Unit, FCU-4, Office 111, Maillardville Community Centre | FCU-4 | PEFY-P12-NMAU-E3 | 16R12759 |  | Office 111 |  | Mitsubishi
BD0440.D3050 | 112683 | Fan Coil Unit, FCU-5, Office 112, Maillardville Community Centre | FCU-5 | PEFY-P12-NMAU-E3 | 16R12761 | 2022-09-01 | Office 112 |  | Mitsubishi
BD0440.D3050 | 112684 | Fan Coil Unit, FCU-6, Admin room 114, Maillardville Community Centre | FCU-6 | PEFY-P24NMAU-E3 | 1XR10349 | 2022-09-01 | Admin room 114 |  | Mitsubishi
BD0440.D3050 | 112685 | Fan Coil Unit, FCU-7, Multi purpose room 120, Maillardville Community Centre | FCU-7 | PEFY-P12-NMAU-E3 | 16R12767 | 2022-09-01 | Multi purpose room 120 |  | Mitsubishi
BD0440.D3050 | 112686 | Fan Coil Unit, FCU-8, Multi purpose room 120, Maillardville Community Centre | FCU-8 | PEFY-P12-NMAU-E3 | 16R12762 | 2022-09-01 | Multi purpose room 120 |  | Mitsubishi
BD0440.D3050 | 112687 | Fan Coil Unit, FCU-9, Multi purpose room 121, Maillardville Community Centre | FCU-9 | PEFY-P12-NMAU-E3 | 16R12763 | 2022-09-01 | Multi purpose room 121 |  | Mitsubishi
BD0440.D3050 | 112688 | Fan Coil Unit, FCU-10, Multi purpose room 121, Maillardville Community Centre | FCU-10 | PEFY-P12-NMAU-E3 | 16R12775 | 2022-09-01 | Multi purpose room 121 |  | Mitsubishi
BD0440.D3050 | 112689 | Fan Coil Unit, FCU-11, Lobby 101/Flex Lounge 102, Storage 111, Maillardville Community Centre | FCU-11 | PEFY-P12-NMAU-E3 | 16R12754 | 2022-09-01 | Storage 111 |  | Mitsubishi
BD0440.D3050 | 112734 | Heat Recovery Ventilator, HRV-9, Storage P106, Parkade, Maillardville Community Centre | HRV-9 | E1100-Fi-EC-N | E1100L-FI-EC-N2109006 | 2022-09-01 | Storage P106, Parkade |  | Aldes
BD0440.D3050 | 112741 | Unit Heater, UH-1, Water Entry P112, Parkade, Maillardville Community Centre | UH-1 | OAS2008AM |  | 2022-09-01 | Water Entry P112, Parkade |  | Ouellet
BD0440.D3050 | 112742 | Unit Heater, UH-2, Mechanical Room, Parkade, Maillardville Community Centre | UH-2 | OAS2008AM |  | 2022-09-01 | Mechanical Room Parkade P102 |  | Ouellet
BD0440.D3050 | 112721 | Fan Coil Unit, FCU-17, Multipurpose Room 207, Maillardville Community Centre | FCU-17 | PEFY-P24NMAU-E3 | 1XR10352 | 2022-09-01 | Multi purpose room 207 |  | Mitsubishi
BD0440.D3050 | 112722 | Fan Coil Unit, FCU-18, Multipurpose Room 212, Maillardville Community Centre | FCU-18 | PEFY-P12-NMAU-E3 | 16R12751 | 2022-09-01 | SM multi purpose room 212 |  | Mitsubishi
BD0440.D3050 | 112723 | Fan Coil Unit, FCU-19, Storage 210, Maillardville Community Centre | FCU-19 | PEFY-P36NMAU-E3 | 16R07092 | 2022-09-01 | Storage room 210 |  | Mitsubishi
BD0440.D3050 | 112724 | Air Conditioner, AC-1, Service 211, Maillardville Community Centre | AC-1 | PKFY-P04NLMU-E-TH | 16M00393 | 2022-09-01 | Service Room |  | Mitsubishi
BD0440.D3050 | 112725 | Air Conditioner, AC-2, Electrical Room P111, Maillardville Community Centre | AC-2 | PKA-A36KA7 | 16M03117 | 2022-09-01 | Water Entry Room P112 |  | Mitsubishi
BD0440.D3050 | 112726 | Heat Recovery Ventilator, HRV-1, Mechanical P102, Parkade, Maillardville Community Centre | HRV-1 | Performance Climate Changer CSAA012 | H21D40553 | 2022-09-01 | Mechanical P102, Parkade | Charcoal Filter: 6-16x20x2 & 6-20x20x2 | Trane
BD0440.D3050 | 112727 | Heat Recovery Ventilator, HRV-2, Multi purpose room 120, Maillardville Community Centre | HRV-2 | PE20e | PE20E2110002 | 2022-09-01 | Multipurpose room 120 |  | Aldes
BD0440.D3050 | 112728 | Heat Recovery Ventilator, HRV-3, Multi purpose room 121, Maillardville Community Centre | HRV-3 | PE20e | PE20E2110003 | 2022-09-01 | Multipurpose room 121 |  | Aldes
BD0440.D3050 | 112729 | Heat Recovery Ventilator, HRV-4, Seniors/Flex Lounge, Maillardville Community Centre | HRV-4 | E1800L-FiN | E1800L-FIN2108001 | 2022-09-01 | Senior/flex lounge 103 |  | Aldes
BD0440.D3050 | 112730 | Heat Recovery Ventilator, HRV-5, Circulation 106, Maillardville Community Centre | HRV-5 | E1800L | E1800L-FIEC-N2109004 | 2022-09-01 | Circulation 106 |  | Aldes
BD0440.D3050 | 112731 | Heat Recovery Ventilator, HRV-6, Multi purpose room 207, Maillardville Community Centre | HRV-6 | E1800L-FiEC-N | E1800L-FI-EC-N2111018 | 2022-09-01 | Multipurpose room 207 |  | Aldes
BD0440.D3050 | 112732 | Heat Recovery Ventilator, HRV-7, Child Programming 204, Maillardville Community Centre | HRV-7 | E1800L |  | 2022-09-01 | Child programming 204 |  | Aldes
BD0440.D3050 | 112733 | Heat Recovery Ventilator, HRV-8, Multipurpose Room 212, Maillardville Community Centre | HRV-8 | D01i-FSSBSHHHH1NNSNNN | BB 01-079 | 2022-09-01 | Multipurpose room 212 |  | AuraGreen
BD0440.D3050 | 112719 | Fan Coil Unit, FCU-15, Child Programming 205, Maillardville Community Centre | FCU-15 | PEFY-P24NMAU-E3 | 1XR10354 | 2022-09-01 | Child Programming 205 |  | Mitsubishi
BD0440.D3050 | 112720 | Fan Coil Unit, FCU-16, Multipurpose Room 207, Maillardville Community Centre | FCU-16 | PEFY-P24NMAU-E3 | 1XR10353 | 2022-09-01 | Multipurpose Room 207 |  | Mitsubishi
BD0440.D3050 | 112659 | Condensing Unit, CU-1, VRF-1, Roof, Maillardville Community Centre | CU-1 | PURY-P144TNU-A | 16W00246 | 2022-09-01 | Roof |  | Mitsubishi
BD0440.D3050 | 112661 | Condensing Unit, CU-3, serving AC-2, Parkade, Maillardville Community Centre | CU-3 | PUZ-A36NKA7 | 16U22070C | 2022-09-01 | Parkade P100 | Condensing Unit serving AC-2 in the Electrical Room | Mitsubishi
BD0440.D3050 | 112662 | Heat Pump, HP-HRV-1, HRV-1, Roof, Maillardville Community Centre | HP-HRV-1 | AM192HXVAFH | B845P3GR700001T | 2022-09-01 | Roof | Heat Pump Condensing Unit | Samsung
BD0440.D3090 | 112743 | Door Air Curtain, DAC-1, Vestibule 100, South Entrance, Maillardville Community Centre | DAC-1 | ALC08-1072EX-112 |  | 2022-09-01 | Vestibule 100, South Entrance |  | Berner
BD0440.D3090 | 112744 | Door Air Curtain, DAC-2, Vestibule 200, Maillardville Community Centre | DAC-2 | ALC08-1072EX-112 |  | 2022-09-01 | Vestibule 100, South Entrance |  | Berner
|  | Expansion Tank, ET-1, Water Entry P112, Parkade, MCC | ET-1 | Bladder Type ST-447C | 464603 |  | Amtrol Thermxtrol
BD0448.D3000 | BD0448.D3000 | AUSTIN OPERATIONS BUILDING - HEATING, VENTILATING AND AIR CONDITIONING
BD0448.D3090 |  | Fan Coil, Fleet office 13 | FC-12 | FCHH02 |  |  | 10x20x2 Pleated |  | Daikin
BD0448.D3091 |  | Fan Coil, Fleet Managers Office | FC-11 | FCHH08 | SLPU230372320 |  | 9 3/8x41 1/4x2 Pleated |  | Daikin
BD0448.D3092 |  | Make Up Air Unit, Paint Shop on top of booth | DFMUA-1 | M2AHE184 | M2A102334573 |  |  |  | MERCURY
BD0448.D3093 |  | Exhaust Fan, Upper Rooftop | EF-4 | VCU-122 | 50788-4-00001 |  |  |  | Twin City Fan and Blower
BD0448.D3094 |  | Exhaust Fan, Upper roof | EF-3 | VCU-110 | 52003-1-00001 |  |  |  | TWIN CITY FAN AND BLOWER
BD0448.D3095 |  | Exhaust Fan, Lower Roof | EF-2 | VCU-089 | 50788-3-00002 |  |  |  | TWIN CITY FAN AND BLOWER
BD0448.D3096 |  | Exhaust Fan, Lower Roof | EF-1 | VCU-089 | 50788-3-00001 |  |  |  | TWIN CITY FAN AND BLOWER
BD0448.D3097 |  | Fan Coil, Engineering/Public sign printing | FC-08 | FCHH 10 |  |  | 9 3/8x51 3/4x2 Pleated |  | Daikin
BD0448.D3098 |  | Fan Coil, Lunch room 42 | FC-02 | BCHD 20 |  |  | 17 5/8x22 1/4x2 Pleated (2) |  | Daikin
BD0448.D3099 |  | Fan Coil, Meeting Training EOC 46 | FC-01 | BCHD 20 | 668767721-0C |  | 17 5/8x22 1/4x2 Pleated (2) |  | Daikin
BD0448.D3100 |  | Heat Recovery Ventilator, Fleet offices lobby, high ceiling | HRV-8 | NOVA-ERV-A16 (H) |  |  | 13 1/2x21 3/8x2 Pleated (2) |  | Oxygen 8
BD0448.D3101 |  | Heat Recovery Ventilator, Main Hallway North | HRV-7 | H151N-ERV |  |  | 18x25x2 Pleated (2) |  | Oxygen 8
BD0448.D3102 |  | Heat Recovery Ventilator, Main Hallway middle unit | HRV-6 | H151N-ERV |  |  | 18x25x2 Pleated (2) |  | Oxygen 8
BD0448.D3103 |  | Heat Recovery Ventilator, Main Hallway south | HRV-5 | H151N-ERV |  |  | 18x25x2 Pleated (2) |  | Oxygen 8
BD0448.D3104 |  | Heat Recovery Ventilator, North lower roof over vehicle wash. | HRV-4 | HQ-30-AHU-2700-H-HR-5-0 | Q3-23-04596-M4-HRV-4 |  | 20x24x2 Pleated (4) & 20x24x4 Geo Pleat (2) |  | Scott Springfield Mfg. Inc.
BD0448.D3105 |  | Fan Coil, Auto shop office | FC-10 | FC.HH. 2.08.E,A,G.M.Y.04 | SLPU230372329 |  | 9 3/8x41 1/4x2 Pleated |  | Daikin
BD0448.D3106 |  | Fan Coil, Auto shop office | FC-9 | FC.HH.2.10.E.A.6.M.Y.09 | SLPU230372318 |  | 9 3/8x51 3/4x2 Pleated |  | Daikin
BD0448.D3107 |  | Fan Coil, Facilities/General Trades 31 | FC-14 | FC.HH.2.02.E.A.G.M.V,04 | SLPU230372322 |  | 10x20x2 Pleated |  | Daikin
BD0448.D3108 |  | Fan Coil, Copier room outside offices 27,29,30 | FC-07 | FC.HM.2.0B.E,A.G.M.Y.04 | SLPU230372326 |  | 9 3/8x41 1/4x2 Pleated |  | Daikin
BD0448.D3109 |  | Fan Coil, Facilities office. | FC-06 | FC,R1.2.08.E.A.G.1.1.04 | SUPU230572325 |  | 9 3/8x41 1/4x2 Pleated |  | Daikin
BD0448.D3110 |  | Fan Coil, Facilities office. | FC-05 | FC.HH.2,08.E.A.G.M.Y.04 | SLPU230372328 |  | 9 3/8x41 1/4x2 Pleated |  | Daikin
BD0448.D3111 |  | Fan Coil, Office cluster by main entrance | FC-04 | FC.HH.2.08.E.A.G.M.Y.04 | SLPU230372327 |  | 9 /8x41 1/4x2 Pleated |  | Daikin
BD0448.D3112 |  | Fan Coil, Office cluster by main entrance | FC-03 | FC. HH.2.12:E.A.G.M.Y.09 | SLPU230372324 |  | 9 3/8x41 1/4x2 Pleated |  | Daikin
BD0448.D3113 |  | Heat Recovery Ventilator, Hallway outside locker room. | HRV-3 | HQ-150-AHU-14000-H-HR-5-0 | Q3-23-04596-M3-HRV-3 |  | 24x24x2 pleated (12) & 12x24x2 pleated (4) |  | Scott Springfield Mfg. Inc.
BD0448.D3114 |  | Heat Recovery Ventilator, Rooftop | HRV-2 | HQ-150-AHU-14000-H-HR-5-0 | Q3-23-04596-M2-HRV-2 |  | 24x24x2 pleated (12) & 12x24x2 pleated (4) |  | Scott Springfield Mfg. Inc.
BD0448.D3115 |  | Condensing Unit, Rooftop | CU-2 | PUZ-A24NHA7 | 13U25045B |  |  |  | MITSUBISHI ELECTRIC CORPORATION
BD0448.D3116 |  | Condensing Unit, Rooftop | CU-1 | PUZ-A24NHA7 | 13U25046B |  |  |  | MITSUBISHI ELECTRIC CORPORATION
BD0448.D3117 |  | Heat Recovery Ventilator, Rooftop | HRV-1 | HQ-45AHU-4000-H-HR-5-0 | Q3-23-04596-M1-HRV-1 |  | 24x24x2 pleated (4) & 12x24x2 pleated (4) & 24x24x2 geo pleat merv 13 (2) & 12x24x2 geo pleate merv 13 (2) |  | Scott Springfield Mfg. Inc.
BD0448.D3118 |  | Make Up Air Unit, Rooftop south | MUA-2 | HTDM-200-91 | C22107B-2305 |  | 20x25x2 (4) | Belt -B45 (1) | ICE WESTERN
BD0448.D3119 |  | Make Up Air Unit, Rooftop south | MUA-1 | HTDM-600-91 | C22107A-2305 |  | 20x20x2 (12) | Belt -B69 (1) | ICE WESTERN
Note on C84: Author: HP-1 consist of the AC and CU and VFA only records HP-1, one system
Note on C448: Author: Theres 5 unit heaters, I have not been able to document the rest